## VMS compatibility_200316
CANON NETWORK CAMERA COMPATIBILITY TEST SUMMARY |  |  |  |  | Model list
Canon INC 16-March-2020
2017 (VB-H/M Mk II) : VB-H45, M44, H730F Mk II
2017 (VB-S Mk II) : VB-S30D Mk II, S31D Mk II, S800D Mk II, S900F Mk II, S805D Mk II, S905F Mk II
2016(Hy-coat 2): R13VE(H2)/R12VE(H2)/H751LE(H2)/H760VE(H2)/H761LVE(H2)
2016 (VB-R/H/S, 2017 Hydrophilic coating) (2MP) : VB-R13VE, R12VE, R13, H651V, H651VE, H652LVE, H751LE, H751LE-H, H760VE, H761LVE, H761LVE-H, S30VE, S800VE, S910F
2016 (VB-M) (1.3MP) : VB-M50B
[5 empty] | 2015(Hy-coat 2): R11VE(H2) /R10VE(H2)/VB-M741LE(H2)/M740E(H2) |  |  |  | Green | Tested by CANON INC (Japan) or sales company under CANON INC's authorized test procedure
[5 empty] | 2015 (VB-R/M, 2017 Hydrophilic coating) (1.3MP) : VB-R11VE, R10VE, R11, M641V, M640V, M641VE, M640VE, M741LE, M741LE-H, M740E |  |  |  | Yellow | Tested by CANON sales company
[5 empty] | VB-H2 (2MP) : VB-H43, H630VE, H630D, H730F |  |  |  | Orange | Tested by third party / VMS vendor
[5 empty] | VB-M2 (1.3MP) : VB-M42, M620VE, M620D, M720F |  |  |  | Pink | Based on web-site information
[5 empty] | VB-S (2MP) : VB-S30D, S31D, S800D, S900F |  |  |  | White | Under development / testing
VB-S (1.3MP) : VB-S805D, S905F
VMS/NVR | Provided as software or embedded server / NVR ? | Driver | Camera registration entry | Notes | Models | Supported Function | [18 empty] | Test / confirmation reference | Responsible Company
[6 empty] | Video | Multi Stream Access | PTZ control | Alarm In/Out | Audio In/Out | Multicast | Camera Event Triggers | [8 empty] | Linked Event Triggers | Edge recording support | Tested / supported version
| NOTE : availability varies regionally (supplier dependant) | Canon Webview API or ONVIF or Hybrid | generic "ONVIF" or "Canon" specific | Clock sync requirement, camera registration method etc |  |  | Receive concurrent streams from camera (add note if 2 x H.264 streams supported) | Add note if additional control such as "Mouse point & click to move to centre" or "Mouse wheel zoom" available |  |  |  | Moving object | Abandoned object | Removed object | Tamper detection | Passing detection | Volume detection | Intrusion detection | Scream detection | * Remarks | Trigger 1-4 | Supported function & protocol (either ONVIF Profile G or WebView) | VMS / NVR version | Camera Firmware version
Senster (Aimetis) Symphony | Software | ONVIF | ONVIF | Clock sync not required. Possible to use Canon driver by manual registration, however live streaming after reconnection has problem and not recommended. Maximum CBR bitrate allowed to set from VMS is 9,999kbps. Some PTZ model Open/Close Iris do not work properly or cause momentary colour shift due to the inappropriate ONVIF command. "Mouse point & click to move to centre" function exist but it does not exactly take to the centre of screen. PTZ speed control does not apply when using USB joystick. | 2017 (VB-H/M Mk II) (2MP & 1.3MP) | H.264, MJPEG | No | Mouse drag P/T, Mouse wheel zoom supported | 2 out | Audio in | TBC | N | N | N | N | N | N | N | N |  | No | No | Senstar Symphony v. 7.2.4.1, Device Pack 2.2.7.0 | V1.1.2 |  | CUSA
[5 empty] | 2017 (VB-S Mk II) (2MP & 1.3MP) | H.264, MJPEG | No | Mouse drag P/T, Mouse wheel zoom supported | 1 out | Audio in | TBC | N | N | N | N | N | N | N | N |  | No | No | Senstar Symphony v. 7.2.4.1, Device Pack 2.2.7.0 | V1.1.2 |  | CUSA
[5 empty] | 2016(VB-R/H/S/Hy-coat) (2MP) | H.264, MJPEG | No | Mouse drag P/T, Mouse wheel zoom supported | 2 out | Audio in | TBC | N | N | N | N | N | N | N | N |  | No | No | Senstar Symphony v. 7.2.4.1, Device Pack 2.2.7.0 | V1.1.2 (VB-S) V1.2.3 (others) |  | CUSA
[5 empty] | 2016(VB-M) (1.3MP) | H.264, MJPEG | No | Mouse drag P/T, Mouse wheel zoom supported | 2 out | Audio in | TBC | N | N | N | N | N | N | N | N |  | No | No | Senstar Symphony v. 7.2.4.1, Device Pack 2.2.7.0 | V1.2.3 |  | CUSA
[5 empty] | 2015(VB-R/M/Hy-coat) (1.3MP) | H.264, MJPEG | No | Mouse drag P/T, Mouse wheel zoom supported | 2 out | Audio in | TBC | N | N | N | N | N | N | N | N |  | No | No | Senstar Symphony v. 7.2.4.1, Device Pack 2.2.7.0 | V1.2.3 |  | CUSA
[5 empty] | VB-H2 (2MP) | H.264, MJPEG | No | Mouse drag P/T, Mouse wheel zoom supported | 2 out | Audio in | TBC | N | N | N | N | N | N |  |  |  |  | No | Senstar Symphony v. 7.2.4.1, Device Pack 2.2.7.0 | V1.2.9 |  | CUSA
[5 empty] | VB-M2 (1.3MP) | H.264, MJPEG | No | Mouse drag P/T, Mouse wheel zoom supported | 2 out | Audio in | TBC | N | N | N | N | N | N |  |  |  |  | No | Senstar Symphony v. 7.2.4.1, Device Pack 2.2.7.0 | V1.2.9 |  | CUSA
[5 empty] | VB-S (2MP) | H.264, MJPEG | No | Mouse drag P/T, Mouse wheel zoom supported | 1 out | Audio in | TBC | N | N | N | N | N | N |  |  |  |  | No | Senstar Symphony v. 7.2.4.1, Device Pack 2.2.7.0 | V1.3.8 |  | CUSA
[5 empty] | VB-S (1.3MP) | H.264, MJPEG | No |  | 1 out | Audio in | TBC | N | N | N | N | N | N |  |  |  |  | No | Senstar Symphony v. 7.2.4.1, Device Pack 2.2.7.0 | V1.3.8 |  | CUSA
Airship | DVR | Canon Webview | Canon |  | 2017 (VB-H/M Mk II) (2MP & 1.3MP) | H.264, MJPEG | Yes | PTZ Panel Control (8 Direction), PTZ Speed Control (slider), Area Zoom (Box), Presets, Enhanced Digital Zoom | Yes | Yes | No | N | N | N | N | N | N | N | N |  | No | No | Airship DVR v5.4.1.26 | v1.0.0
[5 empty] | 2017 (VB-S Mk II) (2MP & 1.3MP) | H.264, MJPEG | Yes | PTZ Panel Control (8 Direction), PTZ Speed Control (slider), Area Zoom (Box), Presets, Enhanced Digital Zoom | Yes | Yes | No | N | N | N | N | N | N | N | N |  | No | No | Airship DVR v5.4.1.26 | v1.0.0
[5 empty] | 2016(VB-R/H/S) (2MP) | H.264, MJPEG | Yes | PTZ Panel Control (8 Direction), PTZ Speed Control (slider), Area Zoom (Box), Presets | Yes | Yes | No | N | N | N | N | N | N | N | N |  | No | No | Airship DVR v5.4.0.0 | v1.0.0
[5 empty] | 2016(VB-M) (1.3MP) | H.264, MJPEG | Yes | PTZ Panel Control (8 Direction), PTZ Speed Control (slider), Area Zoom (Box), Presets, Enhanced Digital Zoom | Yes | Yes | No | N | N | N | N | N | N | N | N |  | No | No | Airship DVR v5.4.1.26 | v1.0.0
[5 empty] | 2015(VB-R/M) (1.3MP) | MJPEG | No | No | No | No | No | N | N | N | N | N | N | N | N |  | No | No | Airship DVR v5.2.0.0 | v1.0.3
[5 empty] | VB-H2 (2MP) | H.264, MJPEG | Yes | PTZ Panel Control (8 Direction), PTZ Speed Control (slider), Area Zoom (Box), Presets | Yes | Yes | No | N | N | N | N | N | N |  |  |  |  | No | Airship DVR v5.2.0.0 | v1.2.0
[5 empty] | VB-M2 (1.3MP) | H.264, MJPEG | Yes | PTZ Panel Control (8 Direction), PTZ Speed Control (slider), Area Zoom (Box), Presets | Yes | Yes | No | N | N | N | N | N | N |  |  |  |  | No | Airship DVR v5.2.0.0 | v1.2.0
[5 empty] | VB-S (2MP) | MJPEG | No |  | No | No | No | N | N | N | N | N | N | [5 empty] | Airship DVR v4.875 | v1.1.0
[5 empty] | VB-S (1.3MP) | H.264, MJPEG | Yes | PTZ Panel Control (8 Direction), PTZ Speed Control (slider), Area Zoom (Box), Presets | Yes | Yes | No | N | N | N | N | N | N |  |  |  |  | No | Airship DVR v5.2.0.0 | v1.2.0
[5 empty] | VB-H1 (2MP) | H.264, MJPEG | No | PTZ Panel Control (8 Direction), PTZ Speed Control (slider), Area Zoom (Box), Presets | Yes | Yes | No | N | N | N | N | N | N | [5 empty] | Airship DVR v4.875 | v1.1.1
[5 empty] | VB-M1 (1.3MP) | H.264, MJPEG | No | PTZ Panel Control (8 Direction), PTZ Speed Control (slider), Area Zoom (Box), Presets | Yes | Yes | No | N | N | N | N |  | N | [5 empty] | Airship DVR v4.875 | v1.1.1
ALNET NetProfessional | Pre-installed server (Polish market) and Software | Canon Webview | Canon | CODEC, Stream size, Frame rate and Quality set at camera menu. Select RTP stream for Primary & Secondary at ALNET server menu. | 2017 (VB-H/M Mk II) (2MP & 1.3MP) | H.264, MJPEG | Yes (2 x H.264) | Mouse drag P/T, Mouse wheel zoom supported | 2 in / 2 out | Audio in/out | Yes | Y | Y | Y | Y | Y | N | Y | N |  | Yes | No | Ver 3.0.0.849 | V1.0.0 | ALNET 3-JAN-17 | CEL
[5 empty] | 2017 (VB-S Mk II) (2MP & 1.3MP) | H.264, MJPEG | Yes (2 x H.264) | Mouse drag P/T, Mouse wheel zoom supported | 1 in / 1 out | Audio in | Yes | Y | Y | Y | Y | Y | N | Y | N |  | Yes | No | Ver 3.0.0.849 | V1.0.0 |  | CEL
[5 empty] | 2016(VB-R/H/S/Hy-coat) (2MP) | H.264, MJPEG | Yes (2 x H.264) | Mouse drag P/T, Mouse wheel zoom supported | 2 in / 2 out | Audio in/out | Yes | Y | Y | Y | Y | Y | N | Y | N |  | Yes | No | Ver 3.0.0.844 | V1.0.0 |  | CEL
[5 empty] | 2016(VB-M) (1.3MP) | H.264, MJPEG | Yes (2 x H.264) | Mouse drag P/T, Mouse wheel zoom supported | 2 in / 2 out | Audio in/out | Yes | Y | Y | Y | Y | Y | N | Y | N |  | Yes | No | Ver 3.0.0.844 | V1.0.0 |  | CEL
[5 empty] | 2015(VB-R/M/Hy-coat) (1.3MP) | H.264, MJPEG | Yes (2 x H.264) | Mouse drag P/T, Mouse wheel zoom supported | 2 in / 2 out | Audio in/out | Yes | TBC | TBC | TBC | TBC | TBC | TBC | TBC | TBC |  | Yes | No | Ver 3.0.0.844 | V1.0.0 |  | CEL
[5 empty] | VB-H2 (2MP) | H.264, MJPEG | Yes (2 x H.264) | Mouse drag P/T, Mouse wheel zoom supported | 1 in / 1 out | Audio in | TBC | Y | Y | Y | Y | Y | N |  |  |  |  | No | Ver 3.0.0.844 | V1.0.0 |  | CEL
[5 empty] | VB-M2 (1.3MP) | H.264, MJPEG | Yes (2 x H.264) | Mouse drag P/T, Mouse wheel zoom supported | 1 in / 1 out | Audio in | TBC | Y | Y | Y | Y | Y | N |  |  |  |  | No | Ver 3.0.0.844 | V1.0.0 |  | CEL
[5 empty] | VB-S (2MP) | H.264, MJPEG | Yes (2 x H.264) | Mouse drag P/T, Mouse wheel zoom supported | 1 in / 1 out | Audio in | TBC | Y | Y | Y | Y | Y | N |  |  |  |  | No | Ver 3.0.0.844 | V1.1.0 |  | CEL
[5 empty] | VB-S (1.3MP) | H.264, MJPEG | Yes (2 x H.264) |  | 1 in / 1 out | Audio in | TBC | Y | Y | Y | Y | Y | N |  |  |  |  | No | Ver 3.0.0.844 | V1.0.0 |  | CEL
ARTEC MULTIEYE | Pre-installed server and Software | ONVIF | ONVIF | Clock sync not required. If registered with Canon driver, support manual focus adjustment but lowest MJPEG resolution cannot be selected. Mouse wheel zoom supported but very slow. On live and playback, sometime H.264 artefact and frame drop occurs. Streaming CODEC can be selected from VMS. Configure resolution / frame rate / quality at camera menu. (H.264 (1) at Video->H.264 (1) menu, MJPEG at RTP server->RTP stream 1 menu) or use ONVIF Device Manager / Canon ONVIF Utility Tool to configure ONVIF profile0 and profile1. Change resolution at camera menu may cause streaming loss and disable/enable camera at VMS to update the resolution change. | 2017 (VB-H/M Mk II) (2MP & 1.3MP) | H.264, MJPEG | No | Yes (see note) | No | No | TBC | N | N | N | N | N | N | N | N |  | No | No | Artec MultiEye v.3.2.1.2695 | V1.1.2 | OCE test JUN-2018 | CEL
[5 empty] | 2017 (VB-S Mk II) (2MP & 1.3MP) | H.264, MJPEG | No | Yes (see note) | No | No | TBC | N | N | N | N | N | N | N | N |  | No | No | Artec MultiEye v.3.2.1.2695 | V1.1.2 |  | CEL
[5 empty] | 2016(VB-R/H/S/Hy-coat) (2MP) | H.264, MJPEG | No | Yes (see note) | No | No | TBC | N | N | N | N | N | N | N | N |  | No | No | Artec MultiEye v.3.2.1.2695 | V1.1.2 (VB-S) V1.2.3 (others) |  | CEL
[5 empty] | 2016(VB-M) (1.3MP) | H.264, MJPEG | No | Yes (see note) | No | No | TBC | N | N | N | N | N | N | N | N |  | No | No | Artec MultiEye v.3.2.1.2695 | V1.2.3 |  | CEL
[5 empty] | 2015(VB-R/M/Hy-coat) (1.3MP) | H.264, MJPEG | No | Yes (see note) | No | No | TBC | N | N | N | N | N | N | N | N |  | No | No | Artec MultiEye v.3.2.1.2695 | V1.2.3 |  | CEL
[5 empty] | VB-H2 (2MP) | H.264, MJPEG | No | Yes (see note) | No | No | TBC | N | N | N | N | N | N |  |  |  |  | No | Artec MultiEye v.3.2.1.2695 | V1.2.9 |  | CEL
[5 empty] | VB-M2 (1.3MP) | H.264, MJPEG | No | Yes (see note) | No | No | TBC | N | N | N | N | N | N |  |  |  |  | No | Artec MultiEye v.3.2.1.2695 | V1.2.9 |  | CEL
[5 empty] | VB-S (2MP) | H.264, MJPEG | No | Yes (see note) | No | No | TBC | N | N | N | N | N | N |  |  |  |  | No | Artec MultiEye v.3.2.1.2695 | V1.3.8 |  | CEL
[5 empty] | VB-S (1.3MP) | H.264, MJPEG | No |  | No | No | TBC | N | N | N | N | N | N |  |  |  |  | No | Artec MultiEye v.3.2.1.2695 | V1.3.8 |  | CEL
Arteco | Software and NVR | ONVIF | General | ARTECO VMS can receive two simultaneous stream of any H.264/MJPEG combinations, however usually utilise 1 x H.264 (LIVE/REC) and 1 x MJPEG/H,264 (Analytics/network stream out). VB-S30VE/S800VE/S910F Audio-in function requires to create new ONVIF profile with Audio Configuration. | 2017 (VB-H/M Mk II) (2MP & 1.3MP) | H.264, MJPEG | Yes | "OSD pointing bar with mouse wheel for zoom, USB Joystick, GUI buttons" supported | No | Audio in/out (see note) | No | N | N | N | N | N | N | N | N |  | No | No | ARTECO LOGIC NEXT Ver 9.0.0.2061 | V1.0.0 | ARTECO 17-JUL-17 | CEL
[5 empty] | 2017 (VB-S Mk II) (2MP & 1.3MP) | H.264, MJPEG | Yes | "OSD pointing bar with mouse wheel for zoom, USB Joystick, GUI buttons" supported | No | Audio in (see note) | No | N | N | N | N | N | N | N | N |  | No | No | ARTECO LOGIC NEXT Ver 9.0.0.2061 | V1.0.0 |  | CEL
[5 empty] | 2016(VB-R/H/S/Hy-coat) (2MP) | H.264, MJPEG | Yes | "OSD pointing bar with mouse wheel for zoom, USB Joystick, GUI buttons" supported | No | Audio in/out (see note) | No | N | N | N | N | N | N | N | N |  | No | No | ARTECO LOGIC NEXT Ver 7.3.4.1654 | V1.0.0 |  | CEL
[5 empty] | 2016(VB-M) (1.3MP) | H.264, MJPEG | Yes | "OSD pointing bar with mouse wheel for zoom, USB Joystick, GUI buttons" supported | No | Audio in/out | No | N | N | N | N | N | N | N | N |  | No | No | ARTECO LOGIC NEXT Ver 6.2.0.1373 | V1.0.0 |  | CEL
[5 empty] | 2015(VB-R/M/Hy-coat) (1.3MP) | H.264, MJPEG | Yes | "OSD pointing bar with mouse wheel for zoom, USB Joystick, GUI buttons" supported | No | No | No | N | N | N | N | N | N | N | N |  | No | No | ARTECO LOGIC NEXT Ver 4.0.11.1227 | V1.0.0 |  | CEL
[5 empty] | VB-H2 (2MP) | H.264, MJPEG | Yes | "OSD pointing bar with mouse wheel for zoom, USB Joystick, GUI buttons" supported | No | No | No | N | N | N | N | N | N |  |  |  |  | No | ARTECO LOGIC NEXT Ver 4.0.11.1227 | V1.0.0 |  | CEL
[5 empty] | VB-M2 (1.3MP) | H.264, MJPEG | Yes | "OSD pointing bar with mouse wheel for zoom, USB Joystick, GUI buttons" supported | No | No | No | N | N | N | N | N | N |  |  |  |  | No | ARTECO LOGIC NEXT Ver 4.0.11.1227 | V1.0.0 |  | CEL
[5 empty] | VB-S (2MP) | H.264, MJPEG | Yes | "OSD pointing bar with mouse wheel for zoom, USB Joystick, GUI buttons" supported | No | No | No | N | N | N | N | N | N |  |  |  |  | No | ARTECO LOGIC NEXT Ver 4.0.11.1227 | V1.0.0 |  | CEL
[5 empty] | VB-S (1.3MP) | H.264, MJPEG | Yes |  | No | No | No | N | N | N | N | N | N |  |  |  |  | No | ARTECO LOGIC NEXT Ver 4.0.11.1227 | V1.0.0 |  | CEL
AVIGILON | Software | ONVIF | ONVIF | Although server/camera clock sync not required, recommended to synchronise the clock (or disable WS security clock check at camera menu) to secure the stream resume after disconnection. Use "Auto discovery-Auto connect" for camera registration. MJPEG stream is not supported; [2016 models] select H.264 at AVIGILON GUI; [Other models] use latest camera firmware or ONVIF Device Manager to set primary ONVIF profile codec to H.264. "Low Bandwidth stream" use H.264-1 unless 2nd H.264 enabled at camera and ONVIF profile0 "Video Encoder" changed to h264-2 by ONVIF Device Manager. Use camera side Preset Tour function (AVIGILON can interrupt/resume from its client GUI) Mouse wheel zoom supported but response too slow to use. | 2017 (VB-H/M Mk II) (2MP & 1.3MP) | H.264 (see note) | Yes (2 x H.264) (see note) | Yes (note) | 2 in / 2 out | Audio in/out | TBC | Y | N | N | Y | N | N | N | N |  | No | No | Control Center v.7.2.2.0 | V1.1.2 | OCE test DEC-2017 | CEL
[5 empty] | 2017 (VB-S Mk II) (2MP & 1.3MP) | H.264 (see note) | Yes (2 x H.264) (see note) | Yes (note) | 1 in / 1 out | Audio in | TBC | Y | N | N | Y | N | N | N | N |  | No | No | Control Center v.7.2.2.0 | V1.1.2 |  | CEL
[5 empty] | 2016(VB-R/H/S/Hy-coat) (2MP) | H.264 (see note) | Yes (2 x H.264) (see note) | Yes (note) | 2 in / 2 out | Audio in/out | TBC | Y | N | N | Y | N | N | N | N |  | No | No | Control Center v.7.2.2.0 | V1.1.2 (VB-S) V1.2.3 (others) |  | CEL
[5 empty] | 2016(VB-M) (1.3MP) | H.264 (see note) | Yes (2 x H.264) (see note) | Yes (note) | 2 in / 2 out | Audio in/out | TBC | Y | N | N | Y | N | N | N | N |  | No | No | Control Center v.7.2.2.0 | V1.2.3 |  | CEL
[5 empty] | 2015(VB-R/M/Hy-coat) (1.3MP) | H.264 (see note) | Yes (2 x H.264) (see note) | Yes (note) | 2 in / 2 out | Audio in/out | TBC | Y | N | N | Y | N | N | N | N |  | No | No | Control Center v.7.2.2.0 | V1.2.3 |  | CEL
[5 empty] | VB-H2 (2MP) | H.264 (see note) | Yes (2 x H.264) (see note) | Yes (note) | 2 in / 2 out | Audio in/out | TBC | Y | N | N | Y | N | N |  |  |  |  | No | Control Center v.7.2.2.0 | V1.2.9 |  | CEL
[5 empty] | VB-M2 (1.3MP) | H.264 (see note) | Yes (2 x H.264) (see note) | Yes (note) | 2 in / 2 out | Audio in/out | TBC | Y | N | N | Y | N | N |  |  |  |  | No | Control Center v.7.2.2.0 | V1.2.9 |  | CEL
[5 empty] | VB-S (2MP) | H.264 (see note) | Yes (2 x H.264) (see note) | Yes (note) | 1 in / 1 out | Audio in | TBC | Y | N | N | Y | N | N |  |  |  |  | No | Control Center v.7.2.2.0 | V1.3.8 |  | CEL
[5 empty] | VB-S (1.3MP) | H.264 (see note) | Yes (2 x H.264) (see note) |  | 1 in / 1 out | Audio in | TBC | Y | N | N | Y | N | N |  |  |  |  | No | Control Center v.7.2.2.0 | V1.3.8 |  | CEL
AXIS Camera Station | Software and NVR | ONVIF | ONVIF | Clock sync not required as ACS change camera clock settings and act as NTP server. ACS push CBR 384Kbps at camera registration. ACS create H.264 profile with jpeg1 encoder display except H43 & S30D (actual streaming is H.264). H43 and S30D MJPEG configuration option is missing (Work around : at Encoder dropdown, select jpeg1 and Format will display M-JPEG. After pressing “Apply”, codec will be switched to MJPEG). VB-H43 & S30D mouse drag PTZ operation is not usable (recommend to use mouse point&click PTZ) Iframe gap change when frame rate configured at ACS. "Mouse point & click to move centre" and Multi Stream Access is not supported on ONVIF driver. Mouse wheel zoom speed is slow. | 2017 (VB-H/M Mk II) (2MP & 1.3MP) | H.264, MJPEG | No (see note) | "Mouse wheel zoom" supported (see note) | 2 in | Audio in | TBC | Y | N | N | Y | N | N | N | N |  | No | No | Ver 5.27.195 | V1.1.2 | OCE test Feb-18 | CEL
[5 empty] | 2017 (VB-S Mk II) (2MP & 1.3MP) | H.264, MJPEG | No (see note) | "Mouse wheel zoom" supported (see note) | 1 in | Audio in | TBC | Y | N | N | Y | N | N | N | N |  | No | No | Ver 5.27.195 | V1.1.2 |  | CEL
[5 empty] | 2016(VB-R/H/S/Hy-coat) (2MP) | H.264, MJPEG | No (see note) | "Mouse wheel zoom" supported (see note) | 2 in | Audio in | TBC | Y | N | N | Y | N | N | N | N |  | No | No | Ver 5.27.195 | V1.1.2 (VB-S) V1.2.3 (others) |  | CEL
[5 empty] | 2016(VB-M) (1.3MP) | H.264, MJPEG | No (see note) | "Mouse wheel zoom" supported (see note) | 2 in | Audio in | TBC | Y | N | N | Y | N | N | N | N |  | No | No | Ver 5.27.195 | V1.2.3 |  | CEL
[5 empty] | 2015(VB-R/M/Hy-coat) (1.3MP) | H.264, MJPEG | No (see note) | "Mouse wheel zoom" supported (see note) | 2 in | Audio in | TBC | Y | N | N | Y | N | N | N | N |  | No | No | Ver 5.27.195 | V1.2.3 |  | CEL
[5 empty] | VB-H2 (2MP) | H.264, MJPEG | No (see note) | "Mouse wheel zoom" supported (see note) | 2 in | Audio in | TBC | Y | N | N | Y | N | N |  |  |  |  | No | Ver 5.27.195 | V1.2.9 |  | CEL
[5 empty] | VB-M2 (1.3MP) | H.264, MJPEG | No (see note) | "Mouse wheel zoom" supported (see note) | 2 in | Audio in | TBC | Y | N | N | Y | N | N |  |  |  |  | No | Ver 5.27.195 | V1.2.9 |  | CEL
[5 empty] | VB-S (2MP) | H.264, MJPEG | No (see note) | "Mouse wheel zoom" supported (see note) | 1 in | Audio in | TBC | Y | N | N | Y | N | N |  |  |  |  | No | Ver 5.27.195 | V1.3.8 |  | CEL
[5 empty] | VB-S (1.3MP) | H.264, MJPEG | No (see note) |  | 1 in | Audio in | TBC | Y | N | N | Y | N | N |  |  |  |  | No | Ver 5.27.195 | V1.3.8 |  | CEL
Axxonsoft Next | Software | ONVIF | ONVIF | Recommend to use ONVIF driver instead of ONVIF 2.X driver. Clock sync not required. Sometime yellow hue occurs during Auto Focus / Video settings update / PT operation due to AWB reset. Sometime live stream lost after interrupting Preset Tour and move to configuration menu, close and reopen VMS to recover the stream. | 2017 (VB-H/M Mk II) (2MP & 1.3MP) | H.264, MJPEG | Yes (2 x H.264) | Mouse drag P/T, Mouse wheel zoom supported | 2 in / 2 out | Audio in/out | TBC | Y | N | N | N | N | N | N | N |  | No | No | Next (Server&Client v.4.3.2.74, Driver pack v.3.62) | V1.1.2 | OCE test NOV-17 | CEL
[5 empty] | 2017 (VB-S Mk II) (2MP & 1.3MP) | H.264, MJPEG | Yes (2 x H.264) | Mouse drag P/T, Mouse wheel zoom supported | 1 in / 1 out | Audio in | TBC | Y | N | N | N | N | N | N | N |  | No | No | Next (Server&Client v.4.3.2.74, Driver pack v.3.62) | V1.1.2 |  | CEL
[5 empty] | 2016(VB-R/H/S/Hy-coat) (2MP) | H.264, MJPEG | Yes (2 x H.264) | Mouse drag P/T, Mouse wheel zoom supported | 2 in / 2 out | Audio in/out | TBC | Y | N | N | N | N | N | N | N |  | No | No | Next (Server&Client v.4.3.2.74, Driver pack v.3.62) | V1.1.2 (VB-S) V1.2.3 (others) |  | CEL
[5 empty] | 2016(VB-M) (1.3MP) | H.264, MJPEG | Yes (2 x H.264) | Mouse drag P/T, Mouse wheel zoom supported | 2 in / 2 out | Audio in/out | TBC | Y | N | N | N | N | N | N | N |  | No | No | Next (Server&Client v.4.3.2.74, Driver pack v.3.62) | V1.2.3 |  | CEL
[5 empty] | 2015(VB-R/M/Hy-coat) (1.3MP) | H.264, MJPEG | Yes (2 x H.264) | Mouse drag P/T, Mouse wheel zoom supported | 2 in / 2 out | Audio in/out | TBC | Y | N | N | N | N | N | N | N |  | No | No | Next (Server&Client v.4.3.2.74, Driver pack v.3.62) | V1.2.3 |  | CEL
[5 empty] | VB-H2 (2MP) | H.264, MJPEG | Yes (2 x H.264) | Mouse drag P/T, Mouse wheel zoom supported | 2 in / 2 out | Audio in/out | TBC | Y | N | N | N | N | N |  |  |  |  | No | Next (Server&Client v.4.3.2.74, Driver pack v.3.62) | V1.2.9 |  | CEL
[5 empty] | VB-M2 (1.3MP) | H.264, MJPEG | Yes (2 x H.264) | Mouse drag P/T, Mouse wheel zoom supported | 2 in / 2 out | Audio in/out | TBC | Y | N | N | N | N | N |  |  |  |  | No | Next (Server&Client v.4.3.2.74, Driver pack v.3.62) | V1.2.9 |  | CEL
[5 empty] | VB-S (2MP) | H.264, MJPEG | Yes (2 x H.264) | Mouse drag P/T, Mouse wheel zoom supported | 1 in / 1 out | Audio in | TBC | Y | N | N | N | N | N |  |  |  |  | No | Next (Server&Client v.4.3.2.74, Driver pack v.3.62) | V1.3.8 |  | CEL
[5 empty] | VB-S (1.3MP) | H.264, MJPEG | Yes (2 x H.264) |  | 1 in / 1 out | Audio in | TBC | Y | N | N | N | N | N |  |  |  |  | No | Next (Server&Client v.4.3.2.74, Driver pack v.3.62) | V1.3.8 |  | CEL
CAMTRACE | Software and pre-installed server | ONVIF | ONVIF | MJPEG stream resolution / frame rate / quality setting requires ONVIF Device manager. | 2017 (VB-H/M Mk II) (2MP & 1.3MP) | [19 empty] | Camtrace 4-JUN-15 | CEL
[5 empty] | 2017 (VB-S Mk II) (2MP & 1.3MP) | [20 empty] | CEL
[5 empty] | 2016(VB-R/H/S/Hy-coat) (2MP) | [20 empty] | CEL
[5 empty] | 2016(VB-M) (1.3MP) | [20 empty] | CEL
[5 empty] | 2015(VB-R/M/Hy-coat) (1.3MP) | H.264, MJPEG (see note) | Yes (2 x H.264) (see note) | "Mouse point & click to move to centre","Mouse wheel zoom" supported | 1 out (alarm in TBC) | Audio in | Yes | N | N | N | N | N | N | N | N |  | No | No | 7.13.1.1 | V1.0.0 |  | CEL
[5 empty] | VB-H2 (2MP) | H.264, MJPEG (see note) | Yes (2 x H.264) (see note) | "Mouse point & click to move to centre","Mouse wheel zoom" supported | 1 out (alarm in TBC) | Audio in | Yes | N | N | N | N | N | N |  |  |  |  | No | 7.13.1.1 | V1.0.0 |  | CEL
[5 empty] | VB-M2 (1.3MP) | H.264, MJPEG (see note) | Yes (2 x H.264) (see note) | "Mouse point & click to move to centre","Mouse wheel zoom" supported | 1 out (alarm in TBC) | Audio in | Yes | N | N | N | N | N | N |  |  |  |  | No | 7.13.1.1 | V1.0.0 |  | CEL
[5 empty] | VB-S (2MP) | H.264, MJPEG (see note) | Yes (2 x H.264) (see note) | "Mouse point & click to move to centre","Mouse wheel zoom" supported | 1 out (alarm in TBC) | Audio in | Yes | N | N | N | N | N | N |  |  |  |  | No | 7.13.1.1 | TBC |  | CEL
[5 empty] | VB-S (1.3MP) | H.264, MJPEG (see note) | Yes (2 x H.264) (see note) |  | 1 out (alarm in TBC) | Audio in | Yes | N | N | N | N | N | N |  |  |  |  | No | 7.13.1.1 | V1.0.0 |  | CEL
CASD VisiMAX | NVR | ONVIF | ONVIF | Camera/Server clock sync required. (VisiMAX has embedded NTP SERVER) VisiMAX do not support MJPEG. Future Multicast support planned. | 2017 (VB-H/M Mk II) (2MP & 1.3MP) | [19 empty] | CASD 25-FEB-15 | CEL
[5 empty] | 2017 (VB-S Mk II) (2MP & 1.3MP) | [20 empty] | CEL
[5 empty] | 2016(VB-R/H/S/Hy-coat) (2MP) | [20 empty] | CEL
[5 empty] | 2016(VB-M) (1.3MP) | [20 empty] | CEL
[5 empty] | 2015(VB-R/M/Hy-coat) (1.3MP) | [20 empty] | CEL
[5 empty] | VB-H2 (2MP) | H264 (see note) | Yes (2 x H.264) | n/a | 1 in | No | No (see note) | Y | Y | Y | Y | Y | N |  |  |  |  | No | VisiMAX 7.11.4 | V1.0.0 |  | CEL
[5 empty] | VB-M2 (1.3MP) | H264 (see note) | Yes (2 x H.264) | n/a | 1 in | No | No (see note) | Y | Y | Y | Y | Y | N |  |  |  |  | No | VisiMAX 7.11.4 | V1.0.0 |  | CEL
[5 empty] | VB-S (2MP) | H264 (see note) | Yes (2 x H.264) | Yes | 1 in | No | No (see note) | Y | Y | Y | Y | Y | N |  |  |  |  | No | VisiMAX 7.11.4 | V1.1.0 |  | CEL
[5 empty] | VB-S (1.3MP) | H264 (see note) | Yes (2 x H.264) |  | 1 in | No | No (see note) | Y | Y | Y | Y | Y | N |  |  |  |  | No | VisiMAX 7.11.4 | V1.0.0 |  | CEL
Cathexis CathexisVision | Software and NVR | Canon Webview | Canon | Volume & Scream detection supported from Cat Vison 2017 SP2 onwards. | 2017 (VB-H/M Mk II) (2MP & 1.3MP) | H.264, MJPEG | Yes (2 x H.264) | Yes | 2in/2out | Audio In/out | Yes | Y | Y | Y | Y | Y | Y | Y | Y |  | No | No | CatVision 2017 or later with Service Pack 3 | V1.0.0 | CATHEXIS 14-SEP & 27-OCT-17 | CEL
[5 empty] | 2017 (VB-S Mk II) (2MP & 1.3MP) | H.264, MJPEG | Yes (2 x H.264) | Yes | 1in/1out | Audio in | Yes | Y | Y | Y | Y | Y | Y | TBC | TBC |  | No | No | CatVision 2017 or later with Service Pack 3 | V1.0.0 |  | CEL
[5 empty] | 2016(VB-R/H/S/Hy-coat) (2MP) | H.264, MJPEG | Yes (2 x H.264) | "Area select", "Mouse point & click to move to centre", "Mouse wheel zoom" supported | 2 in / 2 out | Audio in/out | Yes | Y | Y | Y | Y | Y | Y | Y | Y |  | No | No | CatVision 2017 or later with Service Pack 3 | V1.0.1 (VB-S) V1.0.0 (others) |  | CEL
[5 empty] | 2016(VB-M) (1.3MP) | H.264, MJPEG | Yes (2 x H.264) | "Area select", "Mouse point & click to move to centre", "Mouse wheel zoom" supported | 2 in / 2 out | Audio in/out | Yes | Y | Y | Y | Y | Y | Y | Y | Y |  | No | No | CatVision 2017 or later with Service Pack 2 | V1.0.0 |  | CEL
[5 empty] | 2015(VB-R/M/Hy-coat) (1.3MP) | H.264, MJPEG | Yes (2 x H.264) | "Area select", "Mouse wheel zoom" supported | 2 in / 2 out | Audio in/out | Yes | Y | Y | Y | Y | Y | N* | Y | N* | *note | No | No | 2015.3_RC18 + | V1.0.0 |  | CEL
[5 empty] | VB-H2 (2MP) | H.264, MJPEG | Yes (2 x H.264) | "Mouse point & click to move to centre", "Mouse wheel zoom" supported | 2 in / 2 out | Audio in/out | Yes | Y | Y | Y | Y | Y | N* |  |  | *note |  | No | CatVision 2014 or later with Service Pack 2 | V1.0.0 |  | CEL
[5 empty] | VB-M2 (1.3MP) | H.264, MJPEG | Yes (2 x H.264) | "Mouse point & click to move to centre", "Mouse wheel zoom" supported | 2 in / 2 out | Audio in/out | Yes | Y | Y | Y | Y | Y | N* |  |  | *note |  | No | CatVision 2014 or later with Service Pack 2 | V1.0.0 |  | CEL
[5 empty] | VB-S (2MP) | H.264, MJPEG | Yes (2 x H.264) | "Mouse point & click to move to centre", "Mouse wheel zoom" supported | 1 in / 1 out | Audio in | Yes | Y | Y | Y | Y | Y | N* |  |  | *note |  | No | CatVision 2014 or later with Service Pack 2 | V1.0.0 |  | CEL
[5 empty] | VB-S (1.3MP) | H.264, MJPEG | Yes (2 x H.264) |  | 1 in / 1 out | Audio in | Yes | Y | Y | Y | Y | Y | N* |  |  | *note |  | No | CatVision 2014 or later with Service Pack 2 | V1.0.0 |  | CEL
Dallmeier SMAVIA Recording server | Software and NVR | ONVIF | 3rd party ONVIF | Manually register as 3rd party ONVIF camera. At SRS Client Viewer, Live Stream source "Use IP device directly" and "Use recorder as proxy" both works OK. Preset position can be set but not working and preset tour is not supported. No need to sync the camera/server clock. | 2017 (VB-H/M Mk II) (2MP & 1.3MP) | H.264, MJPEG | No | Yes | No | Audio in | [12 empty] | SMAVIA server v.9.0.3.4 (Windows based), Viewer Client v.2.8.13 | V1.1.2 | OCE test MAR-2017 | CEL | bar: Yes to No
[5 empty] | 2017 (VB-S Mk II) (2MP & 1.3MP) | H.264, MJPEG | No | Yes | No | Audio in | [12 empty] | SMAVIA server v.9.0.3.4 (Windows based), Viewer Client v.2.8.13 | V1.1.2 |  | CEL | bar: Yes to No
[5 empty] | 2016(VB-R/H/S/Hy-coat) (2MP) | H.264, MJPEG | No | Yes | No | Audio in | [12 empty] | SMAVIA server v.9.0.3.4 (Windows based), Viewer Client v.2.8.13 | V1.1.2 (VB-S) V1.2.3 (others) |  | CEL | bar: Yes to No
[5 empty] | 2016(VB-M) (1.3MP) | H.264, MJPEG | No | Yes | No | Audio in | [12 empty] | SMAVIA server v.9.0.3.4 (Windows based), Viewer Client v.2.8.13 | V1.2.3 |  | CEL | bar: Yes to No
[5 empty] | 2015(VB-R/M/Hy-coat) (1.3MP) | H.264, MJPEG | No | Yes | No | Audio in | [12 empty] | SMAVIA server v.9.0.3.4 (Windows based), Viewer Client v.2.8.13 | V1.2.3 |  | CEL | bar: Yes to No
[5 empty] | VB-H2 (2MP) | H.264, MJPEG | No | Yes | No | Audio in | [12 empty] | SMAVIA server v.9.0.3.4 (Windows based), Viewer Client v.2.8.13 | V1.2.9 |  | CEL | bar: Yes to No
[5 empty] | VB-M2 (1.3MP) | H.264, MJPEG | No | Yes | No | Audio in | [12 empty] | SMAVIA server v.9.0.3.4 (Windows based), Viewer Client v.2.8.13 | V1.2.9 |  | CEL | bar: Yes to No
[5 empty] | VB-S (2MP) | H.264, MJPEG | No | Yes | No | Audio in | [12 empty] | SMAVIA server v.9.0.3.4 (Windows based), Viewer Client v.2.8.13 | V1.3.8 |  | CEL | bar: Yes to No
[5 empty] | VB-S (1.3MP) | H.264, MJPEG | No |  | No | Audio in | [12 empty] | SMAVIA server v.9.0.3.4 (Windows based), Viewer Client v.2.8.13 | V1.3.8 |  | CEL | bar: Yes to No
Digiever | NVR | Canon Webview | Canon |  | 2017 (VB-H/M Mk II) (2MP & 1.3MP) | H.264, MJPEG | Yes (2 x H.264) | "Mouse point & click to move to centre", "Mouse wheel zoom" supported | 2 in | Audio in | No | Y | Y | Y | Y | Y | N | Y | N |  | No | No | 2.1.0.64 | V1.0.2 | Digiever 15-DEC-17 | CEL
[5 empty] | 2017 (VB-S Mk II) (2MP & 1.3MP) | H.264, MJPEG | Yes (2 x H.264) | "Mouse point & click to move to centre", "Mouse wheel zoom" supported | 1 in | Audio in | No | Y | Y | Y | Y | Y | N | Y | N |  | No | No | 2.1.0.64 | V1.0.2 |  | CEL
[5 empty] | 2016(VB-R/H/S/Hy-coat) (2MP) | H.264, MJPEG | Yes (2 x H.264) | "Mouse point & click to move to centre", "Mouse wheel zoom" supported | 2 in | Audio in | No | Y | Y | Y | Y | Y | N | Y | N |  | No | No | 2.1.0.62 | V1.0.0 |  | CEL
[5 empty] | 2016(VB-M) (1.3MP) | H.264, MJPEG | Yes (2 x H.264) | "Mouse point & click to move to centre", "Mouse wheel zoom" supported | 2 in | Audio in | No | Y | Y | Y | Y | Y | N | Y | N |  | No | No | 2.1.0.60 | V1.0.0 |  | CEL
[5 empty] | 2015(VB-R/M/Hy-coat) (1.3MP) | H.264, MJPEG | Yes (2 x H.264) | "Mouse point & click to move to centre", "Mouse wheel zoom" supported | 2 in | Audio in | No | Y | Y | Y | Y | Y | N | Y | N |  | No | No | 2.1.0.57 | V1.0.0 |  | CEL
[5 empty] | VB-H2 (2MP) | H.264, MJPEG | Yes (2 x H.264) | "Mouse point & click to move to centre", "Mouse wheel zoom" supported | 2 in | Audio in | No | Y | Y | Y | Y | Y | N |  |  |  |  | No | 2.1.0.54 | V1.0.0 |  | CEL
[5 empty] | VB-M2 (1.3MP) | H.264, MJPEG | Yes (2 x H.264) | "Mouse point & click to move to centre", "Mouse wheel zoom" supported | 2 in | Audio in | No | Y | Y | Y | Y | Y | N |  |  |  |  | No | 2.1.0.54 | V1.0.0 |  | CEL
[5 empty] | VB-S (2MP) | H.264, MJPEG | Yes (2 x H.264) | "Mouse point & click to move to centre", "Mouse wheel zoom" supported | 1 in | Audio in | No | Y | Y | Y | Y | Y | N |  |  |  |  | No | 2.1.0.54 | V1.1.0 |  | CEL
[5 empty] | VB-S (1.3MP) | H.264, MJPEG | Yes (2 x H.264) |  | 1 in | Audio In | No | Y | Y | Y | Y | Y | N |  |  |  |  | No | 2.1.0.54 | V1.0.0 |  | CEL
Digi-IT | VMS | Canon Webview | Canon |  | 2017 (VB-H/M Mk II) (2MP & 1.3MP) | [19 empty] | Digi-IT 28-MAY-15, 10-JUN-15 | CEL
[5 empty] | 2017 (VB-S Mk II) (2MP & 1.3MP) | [20 empty] | CEL
[5 empty] | 2016(VB-R/H/S/Hy-coat) (2MP) | [20 empty] | CEL
[5 empty] | 2016(VB-M) (1.3MP) | [20 empty] | CEL
[5 empty] | 2015(VB-R/M/Hy-coat) (1.3MP) | H.264, MJPEG | Yes (2 x H.264) | Yes | TBC | TBC | TBC | TBC | TBC | TBC | TBC | TBC | TBC | TBC | TBC |  | No | No | Ver4.5.1.1 | V1.0.0 |  | CEL
[5 empty] | VB-H2 (2MP) | H.264, MJPEG | Yes (2 x H.264) | Yes | 2 in / 2 out | Audio in/out | TBC | Y | N | N | N | N | N |  |  |  |  | No | Ver4.5.1.1 | V1.1.0 |  | CEL
[5 empty] | VB-M2 (1.3MP) | H.264, MJPEG | Yes (2 x H.264) | Yes | TBC | TBC | TBC | TBC | TBC | TBC | TBC | TBC | TBC |  |  |  |  | No | Ver4.5.1.1 | V1.1.0 |  | CEL
[5 empty] | VB-S (2MP) | H.264, MJPEG | Yes (2 x H.264) | Yes | 1 in / 1 out | Audio in | Y: Y; Y: N; Y: N; Y: N; Y: N; N*: N; No: No | Ver4.5.1.1 | TBC |  | CEL
[5 empty] | VB-S (1.3MP) | [20 empty] | CEL | bar: Y to N*; No
Digital Watchdog | VMS | ONVIF | ONVIF | NVS Software decides what codec to use based on ONVIF optimization scanning. No manual control over codec selection | 2017 (VB-H/M Mk II) (2MP & 1.3MP) | H.264, MJPEG (Auto) | Yes | Click-and-Hold PTZ / Mouse Scroll Zoom | No | No | [12 empty] | V3.0.0.15297 | v1.0.0 |  | CUSA | bar: Yes to No
[5 empty] | 2017 (VB-S Mk II) (2MP & 1.3MP) | H.264, MJPEG (Auto) | Yes | Click-and-Hold PTZ / Mouse Scroll Zoom | No | No | [12 empty] | V3.0.0.15297 | v1.0.0 |  | CUSA | bar: Yes to No
[5 empty] | 2016(VB-R/H/S/Hy-coat) (2MP) | [20 empty] | CUSA
[5 empty] | 2016(VB-M) (1.3MP) | H.264, MJPEG (Auto) | Yes | Click-and-Hold PTZ / Mouse Scroll Zoom | No | No | [12 empty] | V3.0.0.15297 | V1.1.2 |  | CUSA | bar: Yes to N*; No
[5 empty] | 2015(VB-R/M/Hy-coat) (1.3MP) | H.264, MJPEG (Auto) | Yes | Click-and-Hold PTZ / Mouse Scroll Zoom | No | No | [12 empty] | v.2.4.1 | V1.0.3 |  | CUSA | bar: Yes to N*; No
[5 empty] | VB-H2 (2MP) | H.264, MJPEG (Auto) | Yes | Click-and-Hold PTZ / Mouse Scroll Zoom | No | Yes | [12 empty] | v.2.4.1 | V1.2.0(H43) |  | CUSA | bar: Yes to N*; No
[5 empty] | VB-M2 (1.3MP) | H.264, MJPEG | Yes | Click-and-Hold PTZ / Mouse Scroll Zoom | No | Yes | [12 empty] | v.2.4.1 | V1.2.0(M42) |  | CUSA | bar: Yes to N*; No
[5 empty] | VB-S (2MP) | H.264, MJPEG (Auto) | Yes | PTZ Panel Control | No | No | [12 empty] | v.2.4.1 | V1.3.0 |  | CUSA | bar: Yes to N*; No
[5 empty] | VB-S (1.3MP) | H.264, MJPEG (Auto) | Yes |  | No | No | [12 empty] | v.2.4.1 | V1.3.0 |  | CUSA | bar: Yes to N*; No
[5 empty] | VB-H1 (2MP) | H.264, MJPEG (Auto) | Yes | PTZ Panel Control | No | No | [12 empty] | v.2.4.1 | V1.3.0 |  | CUSA | bar: Yes to N*; No
[5 empty] | VB-M1 (1.3MP) | H.264, MJPEG (Auto) | Yes | PTZ Panel Control | No | No | [12 empty] | v.2.4.1 | V1.3.0 |  | CUSA | bar: Yes to N*; No
digivod | Software and pre-installed server | Canon Webview | Canon | digivod support "server based" multicast | 2017 (VB-H/M Mk II) (2MP & 1.3MP) | [19 empty] | Digivod 29-OCT-15 | CEL
[5 empty] | 2017 (VB-S Mk II) (2MP & 1.3MP) | [20 empty] | CEL
[5 empty] | 2016(VB-R/H/S/Hy-coat) (2MP) | [20 empty] | CEL
[5 empty] | 2016(VB-M) (1.3MP) | [20 empty] | CEL
[5 empty] | 2015(VB-R/M/Hy-coat) (1.3MP) | H.264, MJPEG | 1 x H.264 + 1 x MJPEG | "Mouse point & click to move to centre", "Mouse wheel zoom" supported | No | No | No (see note) | Y | N | N | N | N | N | N | N |  | No | No | Ver 3.3.0.xxxx | V1.0.0 |  | CEL
[5 empty] | VB-H2 (2MP) | H.264, MJPEG | 1 x H.264 + 1 x MJPEG | "Mouse point & click to move to centre", "Mouse wheel zoom" supported | No | No | No (see note) | Y | N | N | N | N | N |  |  |  |  | No | Ver 3.2.0.xxxx | V1.0.0 |  | CEL
[5 empty] | VB-M2 (1.3MP) | H.264, MJPEG | 1 x H.264 + 1 x MJPEG | "Mouse point & click to move to centre", "Mouse wheel zoom" supported | No | No | No (see note) | Y | N | N | N | N | N |  |  |  |  | No | Ver 3.2.0.xxxx | V1.0.0 |  | CEL
[5 empty] | VB-S (2MP) | H.264, MJPEG | 1 x H.264 + 1 x MJPEG | "Mouse point & click to move to centre", "Mouse wheel zoom" supported | No | No | No (see note) | Y | N | N | N | N | N |  |  |  |  | No | Ver 3.2.0.xxxx | V1.1.0 |  | CEL
[5 empty] | VB-S (1.3MP) | H.264, MJPEG | 1 x H.264 + 1 x MJPEG |  | No | No | No (see note) | Y | N | N | N | N | N |  |  |  |  | No | Ver 3.2.0.xxxx | V1.0.0 |  | CEL
Eboo | Software and pre-installed server | Canon Webview | Canon |  | 2017 (VB-H/M Mk II) (2MP & 1.3MP) | [19 empty] | Eboo 15-SEP-16 | CEL
[5 empty] | 2017 (VB-S Mk II) (2MP & 1.3MP) | [20 empty] | CEL
[5 empty] | 2016(VB-R/H) (2MP) | H.264, MJPEG | 1 x H.264 + 1 x MJPEG | "Mouse point & click to move to centre", "Mouse point & long click to move continuous", "Arrows from Camera control panel to move relative" | 2 in / 2 out | Audio in/out | No | Y | Y | Y | Y | Y | N | N | N |  | No | No | eboo server V4.7.3 , eboo vision V4.5.34 | V1.0.0 |  | CEL
[5 empty] | 2016(VB-M) (1.3MP) | H.264, MJPEG | 1 x H.264 + 1 x MJPEG | "Mouse point & click to move to centre", "Mouse point & long click to move continuous", "Arrows from Camera control panel to move relative" | 2 in / 2 out | Audio in/out | No | Y | Y | Y | Y | Y | N | N | N |  | No | No | eboo server V4.7.0 , eboo vision V4.5.34 | V1.0.0 |  | CEL
[5 empty] | 2015(VB-R/M/Hy-coat) (1.3MP) | H.264, MJPEG | 1 x H.264 + 1 x MJPEG | Mouse point & click to move to centre, "Mouse wheel zoom" supported | 2 in / 2 out | Audio in/out | No | Y | Y | Y | Y | Y | N | N | N |  | No | No | eboo server V4.5.0 , eboo vision V4.5.0 | V1.0.0 |  | CEL
[5 empty] | VB-H2 (2MP) | H.264, MJPEG | 1 x H.264 + 1 x MJPEG | "Mouse point & click to move to centre", "Mouse wheel zoom" supported | 2 in / 2 out | Audio in/out | No | Y | Y | Y | Y | Y | N |  |  |  |  | No | eboo server V4.5.0 , eboo vision V4.5.0 | V1.0.0 |  | CEL
[5 empty] | VB-M2 (1.3MP) | H.264, MJPEG | 1 x H.264 + 1 x MJPEG | "Mouse point & click to move to centre", "Mouse wheel zoom" supported | 2 in / 2 out | Audio in/out | No | Y | Y | Y | Y | Y | N |  |  |  |  | No | eboo server V4.5.0 , eboo vision V4.5.0 | V1.0.0 |  | CEL
[5 empty] | VB-S (2MP) | H.264, MJPEG | 1 x H.264 + 1 x MJPEG | "Mouse point & click to move to centre", "Mouse wheel zoom" supported | 1 in / 1 out | Audio in | No | Y | Y | Y | Y | Y | N |  |  |  |  | No | eboo server V4.5.0 , eboo vision V4.5.0 | V1.1.0 |  | CEL
[5 empty] | VB-S (1.3MP) | H.264, MJPEG | 1 x H.264 + 1 x MJPEG |  | 1 in / 1 out | Audio in | No | Y | Y | Y | Y | Y | N |  |  |  |  | No | eboo server V4.5.0 , eboo vision V4.5.0 | V1.0.0 |  | CEL
ERNITEC EVR Pro / EVR Enterprise | Software and pre-installed server | Canon Webview | Canon | Camera trigger motion recording does continuous recording if viewing live at the same time on Ver6.*.* and user need to update service release Ver 6.4.4. Canon Driver Ver 1.0.10.0 support CCFiA, CCRiA and Multicast. | 2017 (VB-H/M Mk II) (2MP & 1.3MP) | [19 empty] | Ernitec 20-FEB-15 | CEL
[5 empty] | 2017 (VB-S Mk II) (2MP & 1.3MP) | [20 empty] | CEL
[5 empty] | 2016(VB-R/H/S/Hy-coat) (2MP) | [20 empty] | CEL
[5 empty] | 2016(VB-M) (1.3MP) | [20 empty] | CEL
[5 empty] | 2015(VB-R/M/Hy-coat) (1.3MP) | [20 empty] | CEL
[5 empty] | VB-H2 (2MP) | H.264, MJPEG | Yes (2 x H.264 + 1 x MJPEG) | "Mouse point & click to move to centre", "Area zoom" and "Mouse wheel zoom" supported | 2 in / 2 out | Audio in/out | Yes | Y | N | N | N | N | N |  |  |  |  | No | ver 7 or later with CanonIPCapture driver V1.0.10.0 (see note) | V1.0.0 |  | CEL
[5 empty] | VB-M2 (1.3MP) | H.264, MJPEG | Yes (2 x H.264 + 1 x MJPEG) | "Mouse point & click to move to centre", "Area zoom" and "Mouse wheel zoom" supported | 2 in / 2 out | Audio in/out | Yes | Y | N | N | N | N | N |  |  |  |  | No | ver 7 or later with CanonIPCapture driver V1.0.10.0 (see note) | V1.0.0 |  | CEL
[5 empty] | VB-S (2MP) | H.264, MJPEG | Yes (2 x H.264 + 1 x MJPEG) | "Mouse point & click to move to centre", "Area zoom" and "Mouse wheel zoom" supported | 1 in / 1 out | Audio in | Yes | Y | N | N | N | N | N |  |  |  |  | No | ver 7 or later with CanonIPCapture driver V1.0.10.0 (see note) | V1.0.0 |  | CEL
[5 empty] | VB-S (1.3MP) | H.264, MJPEG | Yes (2 x H.264 + 1 x MJPEG) |  | 1 in / 1 out | Audio in | Yes | Y | N | N | N | N | N |  |  |  |  | No | ver 7 or later with CanonIPCapture driver V1.0.10.0 (see note) | V1.0.0 |  | CEL
Exacq | Software and NVR | ONVIF | ONVIF | Camera clock sync not required. Register camera manually as "ONVIF device" after camera discovery. Register with CODEC profile : If H.264 stream-> [IPaddress#profile=0], if MJPEG stream-> [IPaddress#profile=1]. For multi streaming, register camera twice and configure CODEC with ONVIF Device Manager. At highest resolution and highest VBR setting, MJPEG frame rate drops (1920x1080 at 10fps, 1280x960, 1280x720 at 20fps). After camera cable disconnection (PoE power shutdown), it takes about 3-4 minutes to resume the streaming. | 2017 (VB-H/M Mk II) (2MP & 1.3MP) | H.264, MJPEG (see note) | Yes (2 x H.264) | Mouse drag P/T, Mouse wheel zoom supported | 2 in / 2 out | Audio in | TBC | Y | N | N | N | N | N | N | N |  | No | No | ExacqVision v.19.09.3 | V1.1.2 | OCE test JAN-2018 | CEL
[5 empty] | 2017 (VB-S Mk II) (2MP & 1.3MP) | H.264, MJPEG (see note) | Yes (2 x H.264) | Mouse drag P/T, Mouse wheel zoom supported | 1 in / 1 out | Audio in | TBC | Y | N | N | N | N | N | N | N |  | No | No | ExacqVision v.19.09.3 | V1.1.2 |  | CEL
[5 empty] | 2016(VB-R/H/S/Hy-coat) (2MP) | H.264, MJPEG (see note) | Yes (2 x H.264) | Mouse drag P/T, Mouse wheel zoom supported | 2 in / 2 out | Audio in | TBC | Y | N | N | N | N | N | N | N |  | No | No | ExacqVision v.19.09.3 | V1.1.2 (VB-S) V1.2.3 (others) |  | CEL
[5 empty] | 2016(VB-M) (1.3MP) | H.264, MJPEG (see note) | Yes (2 x H.264) | Mouse drag P/T, Mouse wheel zoom supported | 2 in / 2 out | Audio in | TBC | Y | N | N | N | N | N | N | N |  | No | No | ExacqVision v.19.09.3 | V1.2.3 |  | CEL
[5 empty] | 2015(VB-R/M/Hy-coat) (1.3MP) | H.264, MJPEG (see note) | Yes (2 x H.264) | Mouse drag P/T, Mouse wheel zoom supported | 2 in / 2 out | Audio in | TBC | Y | N | N | N | N | N | N | N |  | No | No | ExacqVision v.19.09.3 | V1.2.3 |  | CEL
[5 empty] | VB-H2 (2MP) | H.264, MJPEG (see note) | Yes (2 x H.264) | Mouse drag P/T, Mouse wheel zoom supported | 2 in / 2 out | Audio in | TBC | Y | N | N | N | N | N |  |  |  |  | No | ExacqVision v.19.09.3 | V1.2.9 |  | CEL
[5 empty] | VB-M2 (1.3MP) | H.264, MJPEG (see note) | Yes (2 x H.264) | Mouse drag P/T, Mouse wheel zoom supported | 2 in / 2 out | Audio in | TBC | Y | N | N | N | N | N |  |  |  |  | No | ExacqVision v.19.09.3 | V1.2.9 |  | CEL
[5 empty] | VB-S (2MP) | H.264, MJPEG (see note) | Yes (2 x H.264) | Mouse drag P/T, Mouse wheel zoom supported | 1 in / 1 out | Audio in | TBC | Y | N | N | N | N | N |  |  |  |  | No | ExacqVision v.19.09.3 | V1.3.8 |  | CEL
[5 empty] | VB-S (1.3MP) | H.264, MJPEG (see note) | Yes (2 x H.264) |  | 1 in / 1 out | Audio in | TBC | Y | N | N | N | N | N |  |  |  |  | No | ExacqVision v.19.09.3 | V1.3.8 |  | CEL
Foscam |  |  |  |  | 2017 (VB-H/M Mk II) (2MP & 1.3MP) | [20 empty] | CUSA | bar: Y to N*; No
[5 empty] | 2017 (VB-S Mk II) (2MP & 1.3MP) | [20 empty] | CUSA | bar: Y to N*; No
[5 empty] | 2016(VB-R/H/S/Hy-coat) (2MP) | [20 empty] | CUSA
[5 empty] | 2016(VB-M) (1.3MP) | [20 empty] | CUSA
[5 empty] | 2015(VB-R/M/Hy-coat) (1.3MP) | [20 empty] | CUSA
[5 empty] | VB-H2 (2MP) | [20 empty] | CUSA | bar: Y to N*; No
[5 empty] | VB-M2 (1.3MP) | [20 empty] | CUSA | bar: Y to N*; No
[5 empty] | VB-S (2MP) | H.264, MJPEG | Yes | PTZ Panel Control | No | Yes | [12 empty] | Blue Iris | V1.1.0 |  | CUSA | bar: Yes to N*; No
[5 empty] | VB-S (1.3MP) | [20 empty] | CUSA | bar: Y to N*; No
[5 empty] | VB-H1 (2MP) | H.264, MJPEG | Yes | PTZ Panel Control | No | Yes | [12 empty] | Blue Iris | V1.1.1 |  | CUSA | bar: Yes to N*; No
[5 empty] | VB-M1 (1.3MP) | H.264, MJPEG | Yes | PTZ Panel Control | No | Yes | [12 empty] | Blue Iris | V1.1.1 |  | CUSA | bar: Yes to N*; No
Genetec Omnicast | Software and pre-installed server | Hybrid(Mainly ONVIF) | Canon |  | 2017 (VB-H/M Mk II) (2MP & 1.3MP) | [19 empty] | CINC 2-DEC-15 | CINC
[5 empty] | 2017 (VB-S Mk II) (2MP & 1.3MP) | [20 empty] | CINC
[5 empty] | 2016(VB-R/H/S/Hy-coat) (2MP) | [20 empty] | CINC
[5 empty] | 2016(VB-M) (1.3MP) | [20 empty] | CINC
[5 empty] | 2015(VB-R/M/Hy-coat) (1.3MP) | H.264, MJPEG | Yes(2 x H.264) | Yes | 2 in / 2 out | Audio in/out | Yes | Y | Y | Y | Y | N | N | N | N |  | Yes | No | Omnicast 4.8(SR8) | V1.0.3 |  | CINC
[5 empty] | VB-H2 (2MP) | H.264, MJPEG | Yes (2 x H.264) | Yes | 2 in / 2 out | Audio in/out | Yes | Y | Y | Y | Y | N | N |  |  |  |  | No | Omnicast 4.8(SR8) | V1.2.0 |  | CINC
[5 empty] | VB-M2 (1.3MP) | H.264, MJPEG | Yes (2 x H.264) | Yes | 2 in / 2 out | Audio in/out | Yes | Y | Y | Y | Y | N | N |  |  |  |  | No | Omnicast 4.8(SR8) | V1.2.0 |  | CINC
[5 empty] | VB-S (2MP) | H.264, MJPEG | Yes (2 x H.264) | Yes | 1 in / 1 out | Audio in | Yes | Y | Y | Y | Y | N | N |  |  |  |  | No | Omnicast 4.8(SR8) | V1.3.0 |  | CINC
[5 empty] | VB-S (1.3MP) | H.264, MJPEG | Yes (2 x H.264) |  | 1 in / 1 out | Audio in | Yes | Y | Y | Y | Y | N | N |  |  |  |  | No | Omnicast 4.8(SR8) | V1.3.0 |  | CINC
Genetec Security Center | Software | Hybrid(Mainly ONVIF) | Canon | Clock sync not required. Before connecting cameras to Genetec VMS, Please execute "Restore Default Settings" in Camera Setting page in Camera Setting page to clear “ONVIF Profile" in the camera. To obtain two H.264 streams, please make sure that you select [Enable] in [H.264(2)] on the camera's setting page before connecting the camera to Genetec VMS. We recommend that you use CBR when using H.264. (Use bit rate control). | 2017 (VB-H/M Mk II) (2MP & 1.3MP) | H.264, MJPEG | Yes(2 x H.264) | "Mouse wheel zoom" supported | 2 in / 2 out | Audio in/out | Yes | Y | Y | Y | Y | Y | Y | N | Y |  | Yes | No | Security Center 5.7 SR1 | V1.0.0/V1.1.0 | CINC CTS 170920 | CINC
[5 empty] | 2017 (VB-S Mk II) (2MP & 1.3MP) | H.264, MJPEG | Yes(2 x H.264) | "Mouse wheel zoom" supported | 1 in / 1 out | Audio in | Yes | Y | Y | Y | Y | Y | Y | N | Y |  | Yes | No | Security Center 5.7 SR1 | V1.0.0/V1.1.0 |  | CINC
[5 empty] | 2016(VB-R/H/S/Hy-coat) (2MP) | H.264, MJPEG | Yes(2 x H.264) | "Mouse wheel zoom" supported | 2 in / 2 out | Audio in/out | Yes | Y | Y | Y | Y | Y | Y | N | Y |  | Yes | Yes | Security Center 5.3 SR3 | V1.0.0/V1.1.0 (VB-S) V1.0.0/V1.2.0 (others) |  | CINC
[5 empty] | 2016(VB-M) (1.3MP) | H.264, MJPEG | Yes(2 x H.264) | "Mouse wheel zoom" supported | 2 in / 2 out | Audio in/out | Yes | Y | Y | Y | Y | Y | Y | N | Y |  | Yes | Yes | Security Center 5.3 SR3 | V1.0.2/V1.2.0 |  | CINC
[5 empty] | 2015(VB-R/M/Hy-coat) (1.3MP) | H.264, MJPEG | Yes(2 x H.264) | "Mouse wheel zoom" supported | 2 in / 2 out | Audio in/out | Yes | Y | Y | Y | Y | Y | Y | N | Y |  | Yes | Yes | Security Center 5.3 SR3 | V1.0.3/V1.2.0 |  | CINC
[5 empty] | VB-H2 (2MP) | H.264, MJPEG | Yes (2 x H.264) | "Mouse wheel zoom" supported | 2 in / 2 out | Audio in/out | Yes | Y | Y | Y | Y | Y | Y |  |  |  |  | No | Security Center 5.3 SR3 | V1.2.0 |  | CINC
[5 empty] | VB-M2 (1.3MP) | H.264, MJPEG | Yes (2 x H.264) | "Mouse wheel zoom" supported | 2 in / 2 out | Audio in/out | Yes | Y | Y | Y | Y | Y | Y |  |  |  |  | No | Security Center 5.3 SR3 | V1.2.0 |  | CINC
[5 empty] | VB-S (2MP) | H.264, MJPEG | Yes (2 x H.264) | "Mouse wheel zoom" supported | 1 in / 1 out | Audio in | Yes | Y | Y | Y | Y | Y | Y |  |  |  |  | No | Security Center 5.3 SR3 | V1.3.0 |  | CINC
[5 empty] | VB-S (1.3MP) | H.264, MJPEG | Yes (2 x H.264) |  | 1 in / 1 out | Audio in | Yes | Y | Y | Y | Y | Y | Y |  |  |  |  | No | Security Center 5.3 SR3 | V1.3.0 |  | CINC
GEUTEBRUCK | NVR | ONVIF | ONVIF | No Clock sync required (VMS force clock setting). G-Finder discover the camera but need to register to G-Set manually. Changing Video size set at camera side requires either CODEC refresh or re-registration on VMS side. Configure CODEC selection at Stream behaviour TAB. To stream 2 x H.264, first enable 2nd H.264 at camera webpage menu, then select Dual stream at Stream Behaviour TAB and select Encoder 1 / 2 for 2015 model or newer, Encoder 13 / 14 for older models with "Create new profile" in G-Set. VMS do not have Preset Tour function. | 2017 (VB-H/M Mk II) (2MP & 1.3MP) | H.264, MJPEG (see note) | Yes (2 x H.264) (see note) | Mouse drag P/T, Mouse wheel zoom supported | 2 out | Audio in | TBC | N | N | N | N | N | N | N | N |  | No | No | G-Core v.4.1.1.801 | V1.1.2 | OCE test FEB-18 | CEL
[5 empty] | 2017 (VB-S Mk II) (2MP & 1.3MP) | H.264, MJPEG (see note) | Yes (2 x H.264) (see note) | Mouse drag P/T, Mouse wheel zoom supported | 1 out | Audio in | TBC | N | N | N | N | N | N | N | N |  | No | No | G-Core v.4.1.1.801 | V1.1.2 |  | CEL
[5 empty] | 2016(VB-R/H/S/Hy-coat) (2MP) | H.264, MJPEG (see note) | Yes (2 x H.264) (see note) | Mouse drag P/T, Mouse wheel zoom supported | 2 out | Audio in | TBC | N | N | N | N | N | N | N | N |  | No | No | G-Core v.4.1.1.801 | V1.1.2 (VB-S) V1.2.3 (others) |  | CEL
[5 empty] | 2016(VB-M) (1.3MP) | H.264, MJPEG (see note) | Yes (2 x H.264) (see note) | Mouse drag P/T, Mouse wheel zoom supported | 2 out | Audio in | TBC | N | N | N | N | N | N | N | N |  | No | No | G-Core v.4.1.1.801 | V1.2.3 |  | CEL
[5 empty] | 2015(VB-R/M/Hy-coat) (1.3MP) | H.264, MJPEG (see note) | Yes (2 x H.264) (see note) | Mouse drag P/T, Mouse wheel zoom supported | 2 out | Audio in | TBC | N | N | N | N | N | N | N | N |  | No | No | G-Core v.4.1.1.801 | V1.2.3 |  | CEL
[5 empty] | VB-H2 (2MP) | H.264, MJPEG (see note) | Yes (2 x H.264) (see note) | Mouse drag P/T, Mouse wheel zoom supported | 2 out | Audio in | TBC | N | N | N | N | N | N |  |  |  |  | No | G-Core v.4.1.1.801 | V1.2.9 |  | CEL
[5 empty] | VB-M2 (1.3MP) | H.264, MJPEG (see note) | Yes (2 x H.264) (see note) | Mouse drag P/T, Mouse wheel zoom supported | 2 out | Audio in | TBC | N | N | N | N | N | N |  |  |  |  | No | G-Core v.4.1.1.801 | V1.2.9 |  | CEL
[5 empty] | VB-S (2MP) | H.264, MJPEG (see note) | Yes (2 x H.264) (see note) | Mouse drag P/T, Mouse wheel zoom supported | 1 out | Audio in | TBC | N | N | N | N | N | N |  |  |  |  | No | G-Core v.4.1.1.801 | V1.3.8 |  | CEL
[5 empty] | VB-S (1.3MP) | H.264, MJPEG (see note) | Yes (2 x H.264) (see note) |  | 1 out | Audio in | TBC | N | N | N | N | N | N |  |  |  |  | No | G-Core v.4.1.1.801 | V1.3.8 |  | CEL
Heitel ipVG, CamDisc E, +E, VG HNVR | NVR | ONVIF (H.264) Canon WebView (JPEG/MJPEG) | ONVIF (H.264) Canon (JPEG/MJPEG) | ipVG, CamDisc E, +E, VG HNVR (JPEG,MJPEG,H.264) are IP & analogue hybrid video transmission device with long-term recording function. "Canon" driver registration for JPEG and MJPEG streaming. "ONVIF" driver registration for H.264 streaming (VB-M1 series not supported H.264 over ONVIF) From v4.48 ONVIF discovery works on 2016 model range. | 2017 (VB-H/M Mk II) (2MP & 1.3MP) | [19 empty] | Heitel 30-JUN-17 | CEL
[5 empty] | 2017 (VB-S Mk II) (2MP & 1.3MP) | [20 empty] | CEL
[5 empty] | 2016(VB-R/H/S/Hy-coat) (2MP) | H.264, MJPEG, JPEG (see note) | Yes (2 x H.264 using ONVIF driver) | "Mouse wheel zoom" supported. Variable PTZ speed supported on H.264 via ONVIF | No | No | [12 empty] | ipVG, CamDisc E, +E, VG HNVR v4.50 | V1.0.0 |  | CEL | bar: Yes to No
[5 empty] | 2016(VB-M) (1.3MP) | H.264, MJPEG, JPEG (see note) | Yes (2 x H.264 using ONVIF driver) | "Mouse wheel zoom" supported. Variable PTZ speed supported on H.264 via ONVIF | No | No | [12 empty] | ipVG, CamDisc E, +E, VG HNVR v4.48 | V1.0.0 |  | CEL | bar: Yes to No
[5 empty] | 2015(VB-R/M/Hy-coat) (1.3MP) | H.264, MJPEG, JPEG (see note) | No | "Mouse wheel zoom" supported. Variable PTZ speed supported on H.264 via ONVIF | No | No | [12 empty] | ipVG, CamDisc E, +E, VG HNVR v4.40 | V1.0.0 |  | CEL | bar: Yes to No
[5 empty] | VB-H2 (2MP) | H.264, MJPEG, JPEG (see note) | No | "Mouse wheel zoom" supported | No | No | [12 empty] | CamDisc VG HNVR ver 4.34 | V1.0.0 |  | CEL | bar: Yes to No
[5 empty] | VB-M2 (1.3MP) | H.264, MJPEG, JPEG (see note) | No | "Mouse wheel zoom" supported | No | No | [12 empty] | CamDisc VG HNVR ver 4.34 | V1.0.0 |  | CEL | bar: Yes to No
[5 empty] | VB-S (2MP) | H.264, MJPEG, JPEG (see note) | No | "Mouse wheel zoom" supported | No | No | [12 empty] | CamDisc VG HNVR ver 4.34 | V1.1.0 |  | CEL | bar: Yes to No
[5 empty] | VB-S (1.3MP) | H.264, MJPEG, JPEG (see note) | No |  | No | No | [12 empty] | CamDisc VG HNVR ver 4.34 | V1.0.0 |  | CEL | bar: Yes to No
Heitel CamDisc VG series | NVR | Canon Webview | Canon | CamDisc VG series (JPEG,MJPEG) are IP & analogue hybrid video transmission device with long-term recording function. | 2017 (VB-H/M Mk II) (2MP & 1.3MP) | [19 empty] | Heitel 30-JUN-17 | CEL
[5 empty] | 2017 (VB-S Mk II) (2MP & 1.3MP) | [20 empty] | CEL
[5 empty] | 2016(VB-R/H/S/Hy-coat) (2MP) | MJPEG, JPEG (see note) | No | "Mouse wheel zoom" supported | No | No | [12 empty] | CamDisc VG standard series ver 4.50 | V1.0.0 |  | CEL | bar: Yes to No
[5 empty] | 2016(VB-M) (1.3MP) | MJPEG, JPEG (see note) | No | "Mouse wheel zoom" supported | No | No | [12 empty] | CamDisc VG standard series ver 4.48 | V1.0.0 |  | CEL | bar: Yes to No
[5 empty] | 2015(VB-R/M/Hy-coat) (1.3MP) | MJPEG, JPEG (see note) | No | "Mouse wheel zoom" supported | No | No | [12 empty] | CamDisc VG standard series ver 4.40 | V1.0.0 |  | CEL | bar: Yes to No
[5 empty] | VB-H2 (2MP) | MJPEG, JPEG (see note) | No | "Mouse wheel zoom" supported | No | No | [12 empty] | CamDisc VG standard series ver 4.34 | V1.0.0 |  | CEL | bar: Yes to No
[5 empty] | VB-M2 (1.3MP) | MJPEG, JPEG (see note) | No | "Mouse wheel zoom" supported | No | No | [12 empty] | CamDisc VG standard series ver 4.34 | V1.0.0 |  | CEL | bar: Yes to No
[5 empty] | VB-S (2MP) | MJPEG, JPEG (see note) | No | "Mouse wheel zoom" supported | No | No | [12 empty] | CamDisc VG standard series ver 4.34 | V1.1.0 |  | CEL | bar: Yes to No
[5 empty] | VB-S (1.3MP) | MJPEG, JPEG (see note) | No |  | No | No | [12 empty] | CamDisc VG standard series ver 4.34 | V1.0.0 |  | CEL | bar: Yes to No
Honeywell | Software | ONVIF | ONVIF |  | 2017 (VB-H/M Mk II) (2MP & 1.3MP) | [20 empty] | CUSA | bar: Y to N*; No
[5 empty] | 2017 (VB-S Mk II) (2MP & 1.3MP) | [20 empty] | CUSA | bar: Y to N*; No
[5 empty] | 2016(VB-R/H/S/Hy-coat) (2MP) | [20 empty] | CUSA
[5 empty] | 2016(VB-M) (1.3MP) | [20 empty] | CUSA
[5 empty] | 2015(VB-R/M/Hy-coat) (1.3MP) | [20 empty] | CUSA
[5 empty] | VB-H2 (2MP) | [20 empty] | CUSA | bar: Y to N*; No
[5 empty] | VB-M2 (1.3MP) | [20 empty] | CUSA | bar: Y to N*; No
[5 empty] | VB-S (2MP) | H.264, MJPEG | No | PTZ Panel Control | No | No | [12 empty] | Maxpro VMS | V1.1.0 |  | CUSA | bar: Yes to N*; No
[5 empty] | VB-S (1.3MP) | [20 empty] | CUSA | bar: Y to N*; No
[5 empty] | VB-H1 (2MP) | H.264, MJPEG | No | PTZ Panel Control | No | No | [12 empty] | Maxpro VMS | V1.1.1 |  | CUSA | bar: Yes to N*; No
[5 empty] | VB-M1 (1.3MP) | [20 empty] | CUSA | bar: Y; Y to N*; No
IndigoVision | Software and NVR | ONVIF | ONVIF | Camera/Server clock sync not required. To use Preset Tour function, add camera multiple time with each preset onto Sequence Tour on Indigovision. Overshoot may occur when operate long PAN movement on 2014 VB-H2,VB-M2, VB-S models. When H.264 CBR 16Mbps used, frame drop may occur. | 2017 (VB-H/M Mk II) (2MP & 1.3MP) | MJPEG, JPEG (see note) | Yes (2 x H.264) | "Mouse wheel zoom" supported | 2 in / 2 out | Audio in/out | TBC | Y | N | N | N | N | N | N | N |  | No | No | Control Center v.15.4 | V1.1.0 | OCE test AUG&OCT-17 | CEL
[5 empty] | 2017 (VB-S Mk II) (2MP & 1.3MP) | MJPEG, JPEG (see note) | Yes (2 x H.264) | "Mouse wheel zoom" supported | 1 in / 1 out | Audio in | TBC | Y | N | N | N | N | N | N | N |  | No | No | Control Center v.15.4 | V1.1.0 |  | CEL
[5 empty] | 2016(VB-R/H/S/Hy-coat) (2MP) | MJPEG, JPEG (see note) | Yes (2 x H.264) | "Mouse wheel zoom" supported | 2 in / 2 out | Audio in/out | TBC | Y | N | N | N | N | N | N | N |  | No | No | Control Center v.15.4 | V1.1.0 (VB-S) V1.2.0 (others) |  | CEL
[5 empty] | 2016(VB-M) (1.3MP) | MJPEG, JPEG (see note) | Yes (2 x H.264) | "Mouse wheel zoom" supported | 2 in / 2 out | Audio in/out | TBC | Y | N | N | N | N | N | N | N |  | No | No | Control Center v.15.4 | V1.2.0 |  | CEL
[5 empty] | 2015(VB-R/M/Hy-coat) (1.3MP) | MJPEG, JPEG (see note) | Yes (2 x H.264) | "Mouse wheel zoom" supported | 2 in / 2 out | Audio in/out | TBC | Y | N | N | N | N | N | N | N |  | No | No | Control Center v.15.4 | V1.2.0 |  | CEL
[5 empty] | VB-H2 (2MP) | MJPEG, JPEG (see note) | Yes (2 x H.264) | "Mouse wheel zoom" supported (see note) | 2 in / 2 out | Audio in/out | TBC | Y | N | N | N | N | N |  |  |  |  | No | Control Center v.15.4 | V1.2.9 |  | CEL
[5 empty] | VB-M2 (1.3MP) | MJPEG, JPEG (see note) | Yes (2 x H.264) | "Mouse wheel zoom" supported (see note) | 2 in / 2 out | Audio in/out | TBC | Y | N | N | N | N | N |  |  |  |  | No | Control Center v.15.4 | V1.2.9 |  | CEL
[5 empty] | VB-S (2MP) | MJPEG, JPEG (see note) | Yes (2 x H.264) | "Mouse wheel zoom" supported (see note) | 1 in / 1 out | Audio in | TBC | Y | N | N | N | N | N |  |  |  |  | No | Control Center v.15.4 | V1.3.8 |  | CEL
[5 empty] | VB-S (1.3MP) | MJPEG, JPEG (see note) | Yes (2 x H.264) |  | 1 in / 1 out | Audio in | TBC | Y | N | N | N | N | N |  |  |  |  | No | Control Center v.15.4 | V1.3.8 |  | CEL
ipConfigure |  | ONVIF | ONVIF |  | 2017 (VB-H/M Mk II) (2MP & 1.3MP) | H.264, MJPEG | Yes | Click-and-Hold PTZ / Mouse Scroll Zoom | No | No | [12 empty] | Orchid VMS V2.0.1 | v1.0.0 |  | CUSA | bar: Yes to No
[5 empty] | 2017 (VB-S Mk II) (2MP & 1.3MP) | H.264, MJPEG | Yes | Click-and-Hold PTZ / Mouse Scroll Zoom | No | No | [12 empty] | Orchid VMS V2.0.1 | v1.0.0 |  | CUSA | bar: Yes to No
[5 empty] | 2016(VB-R/H/S/Hy-coat) (2MP) | [20 empty] | CUSA
[5 empty] | 2016(VB-M) (1.3MP) | H.264, MJPEG | Yes | Click-and-Hold PTZ / Mouse Scroll Zoom | No | No | [12 empty] | Orchid VMS V2.0.1 | v1.0.0 |  | CUSA | bar: Yes to No
[5 empty] | 2015(VB-R/M/Hy-coat) (1.3MP) | [20 empty] | CUSA
[5 empty] | VB-H2 (2MP) | [20 empty] | CUSA
[5 empty] | VB-M2 (1.3MP) | [20 empty] | CUSA
[5 empty] | VB-S (2MP) | H.264, MJPEG | No | PTZ Panel Control and Mouse Scroll Zoom | No | No | [12 empty] | ESM 5.4 | V1.1.0 |  | CUSA | bar: Yes to No
[5 empty] | VB-S (1.3MP) | [20 empty] | CUSA
[5 empty] | VB-H1 (2MP) | H.264, MJPEG | No | PTZ Panel Control and Mouse Scroll Zoom | No | No | [12 empty] | ESM 5.4 | V1.1.0 |  | CUSA | bar: Yes to No
[5 empty] | VB-M1 (1.3MP) | H.264, MJPEG | No | PTZ Panel Control and Mouse Scroll Zoom | No | No | [12 empty] | ESM 5.4 | V1.1.0 |  | CUSA | bar: Yes to No
IProNet | Software and NVR | Canon Webview | Canon |  | 2017 (VB-H/M Mk II) (2MP & 1.3MP) | [19 empty] | IProNet 09-SEP-16 | CEL
[5 empty] | 2017 (VB-S Mk II) (2MP & 1.3MP) | [20 empty] | CEL
[5 empty] | 2016(VB-R/H) (2MP) | H.264, MJPEG | Yes(2 x H.264) | Yes. "Mouse click to centre" and "Mouse wheel zoom" supported | 2 in / 2 out | Audio In | Yes | Y | N | N | N | N | N | N | N |  | No | No | e-netcamCLIENT range ver7.0.52 | V1.0.0 |  | CEL
[5 empty] | 2016(VB-M) (1.3MP) | H.264, MJPEG | Yes(2 x H.264) | Yes. "Mouse click to centre" and "Mouse wheel zoom" supported | 2 in / 2 out | Audio In | Yes | Y | N | N | N | N | N | N | N |  | No | No | e-netcamCLIENT range ver7.0.52 | V1.0.0 |  | CEL
[5 empty] | 2015(VB-R/M/Hy-coat) (1.3MP) | H.264, MJPEG | Yes(2 x H.264) | Mouse point & click to move to centre and Mouse wheel zoom | 2 in / 2 out | Audio In | Yes | TBC | TBC | TBC | TBC | TBC | TBC | TBC | TBC |  | No | No | e-netcamCLIENT range ver7.0.43 | V1.0.0 |  | CEL
[5 empty] | VB-H2 (2MP) | H.264, MJPEG | Yes (2 x H.264) | Yes. "Mouse click to centre" and "Mouse wheel zoom" supported | 2 in / 1 out | Audio in | Yes | Y | N | N | N | N | N |  |  |  |  | No | e-netcamCLIENT range ver7.0.43 | V1.0.0 |  | CEL
[5 empty] | VB-M2 (1.3MP) | H.264, MJPEG | Yes (2 x H.264) | Yes. "Mouse click to centre" and "Mouse wheel zoom" supported | 2 in / 1 out | Audio in | Yes | Y | N | N | N | N | N |  |  |  |  | No | e-netcamCLIENT range ver7.0.43 | V1.0.0 |  | CEL
[5 empty] | VB-S (2MP) | H.264, MJPEG | Yes (2 x H.264) | Yes. "Mouse click to centre" and "Mouse wheel zoom" supported | 1 in / 1 out | Audio in | Yes | Y | N | N | N | N | N |  |  |  |  | No | e-netcamCLIENT range ver7.0.43 | V1.1.0 |  | CEL
[5 empty] | VB-S (1.3MP) | H.264, MJPEG | Yes (2 x H.264) |  | 1 in / 1 out | Audio in | Yes | Y | N | N | N | N | N |  |  |  |  | No | e-netcamCLIENT range ver7.0.43 | V1.0.0 |  | CEL
ISS | TBC | ONVIF | "Canon" from v8.8(R2) | Camera/Server clock sync not required. Auto discovery does not support ONVIF device (Camera required to register manually). SecurOS supports up to 3 streams including 2 x H.264 (require ONVIF Device Manager to set up). Mouse wheel zoom speed very slow. PTZ preset tour use camera side function (ISS client can start / stop). USB Joystick automatically detected but not working correctly. Alarm out (Wiper setting) configuration changed on v10.3 R1. | 2017 (VB-H/M Mk II) (2MP & 1.3MP) | H.264, MJPEG | Yes (2 x H.264) (see note) | Yes (see note) | 2 out | Audio in | [12 empty] | SecurOS Lite v.10.3 R1 | V1.1.2 | OCE test OCT-2017 | CEL | bar: Yes to No
[5 empty] | 2017 (VB-S Mk II) (2MP & 1.3MP) | H.264, MJPEG | Yes (2 x H.264) (see note) | Yes (see note) | 1 out | Audio in | [12 empty] | SecurOS Lite v.10.3 R1 | V1.1.2 |  | CEL | bar: Yes to No
[5 empty] | 2016(VB-R/H/S/Hy-coat) (2MP) | H.264, MJPEG | Yes (2 x H.264) (see note) | Yes (see note) | 2 out | Audio in | [12 empty] | SecurOS Lite v.10.3 R1 | V1.1.2 (VB-S) V1.2.3 (others) |  | CEL | bar: Yes to No
[5 empty] | 2016(VB-M) (1.3MP) | H.264, MJPEG | Yes (2 x H.264) (see note) | Yes (see note) | 2 out | Audio in | [12 empty] | SecurOS Lite v.10.3 R1 | V1.2.3 |  | CEL | bar: Yes to No
[5 empty] | 2015(VB-R/M/Hy-coat) (1.3MP) | H.264, MJPEG | Yes (2 x H.264) (see note) | Yes (see note) | 2 out | Audio in | [12 empty] | SecurOS Lite v.10.3 R1 | V1.2.3 |  | CEL | bar: Yes to No
[5 empty] | VB-H2 (2MP) | H.264, MJPEG | Yes (2 x H.264) (see note) | Yes (see note) | 2 out | Audio in | [12 empty] | SecurOS Lite v.10.3 R1 | V1.2.9 |  | CEL | bar: Yes to No
[5 empty] | VB-M2 (1.3MP) | H.264, MJPEG | Yes (2 x H.264) (see note) | Yes (see note) | 2 out | Audio in | [12 empty] | SecurOS Lite v.10.3 R1 | V1.2.9 |  | CEL | bar: Yes to No
[5 empty] | VB-S (2MP) | H.264, MJPEG | Yes (2 x H.264) (see note) | Yes (see note) | 1 out | Audio in | [12 empty] | SecurOS Lite v.10.3 R1 | V1.3.8 |  | CEL | bar: Yes to No
[5 empty] | VB-S (1.3MP) | H.264, MJPEG | Yes (2 x H.264) (see note) |  | 1 out | Audio in | [12 empty] | SecurOS Lite v.10.3 R1 | V1.3.8 |  | CEL | bar: Yes to No
IVI |  | Canon Webview | Canon | Must use VB-H43 and VB-S30D drivers for 2017 models | 2017(VB-H) (2MP) | H.264, MJPEG | Yes | PTZ Panel Control (8 Direction), Move To Center (mouse click), Presets, Enhanced Digital Zoom | No | Yes | [12 empty] | ViewCommander v8 | V1.0.0 |  | CUSA | bar: Yes to No
[5 empty] | 2017(VB-S/SS Mk II) | H.264, MJPEG | Yes | PTZ Panel Control (8 Direction), Move To Center (mouse click), Presets, Enhanced Digital Zoom | No | Yes | [12 empty] | ViewCommander v8 | V1.0.0 |  | CUSA | bar: Yes to No
[5 empty] | *2016(VB-R/H/S) (2MP) | H.264, MJPEG | Yes | PTZ Panel Control (8 Direction), Move To Center (mouse click), Presets | No | Yes | [12 empty] | ViewCommander v7 | V1.0.0 |  | CUSA | bar: Yes to No
[5 empty] | 2016(VB-M) (1.3MP) | H.264, MJPEG | Yes | PTZ Panel Control (8 Direction), Move To Center (mouse click), Presets, Enhanced Digital Zoom | No | Yes | [12 empty] | ViewCommander v8 | V1.0.0 |  | CUSA | bar: Yes to No
[5 empty] | 2015(VB-R/M) (1.3MP) | [20 empty] | CUSA
[5 empty] | VB-H2 (2MP) | H.264, MJPEG | Yes | PTZ Panel Control (8 Direction), Move To Center (mouse click), Presets | No | Yes | [12 empty] | ViewCommander v7 | V1.1.2 |  | CUSA | bar: Yes to N*; No
[5 empty] | VB-M2 (1.3MP) | H.264, MJPEG | Yes | PTZ Panel Control (8 Direction), Move To Center (mouse click), Presets | No | Yes | [12 empty] | ViewCommander v7 | V1.1.2 |  | CUSA | bar: Yes to N*; No
[5 empty] | VB-S (2MP) | H.264, MJPEG | Yes | PTZ Panel Control (8 Direction), Move To Center (mouse click), Presets | No | Yes | [12 empty] | ViewCommander v7 | V1.0.0 |  | CUSA | bar: Yes to N*; No
[5 empty] | VB-S (1.3MP) | [20 empty] | CUSA | bar: Y to N*; No
[5 empty] | VB-H1 (2MP) | H.264, MJPEG | Yes | PTZ Panel Control (8 Direction), Move To Center (mouse click), Presets | No | Yes | [12 empty] | ViewCommander v7 | V1.1.2 |  | CUSA | bar: Yes to N*; No
[5 empty] | VB-M1 (1.3MP) | H.264, MJPEG | Yes | PTZ Panel Control (8 Direction), Move To Center (mouse click), Presets | No | Yes | [12 empty] | ViewCommander v7 | V1.1.2 |  | CUSA | bar: Yes to N*; No
i3international |  | Canon WebView | Canon | In Progress for VB-H2&M2 | 2017 (VB-H/M Mk II) (2MP & 1.3MP) | [20 empty] | CUSA | bar: N* to *note; No
[5 empty] | 2017 (VB-S Mk II) (2MP & 1.3MP) | [20 empty] | CUSA | bar: N* to *note; No
[5 empty] | 2016(VB-R/H/S/Hy-coat) (2MP) | [20 empty] | CUSA
[5 empty] | 2016(VB-M) (1.3MP) | [20 empty] | CUSA
[5 empty] | 2015(VB-R/M/Hy-coat) (1.3MP) | [20 empty] | CUSA
[5 empty] | VB-H2 (2MP) | [20 empty] | CUSA | bar: N* to *note; No
[5 empty] | VB-M2 (1.3MP) | [20 empty] | CUSA | bar: N* to *note; No
[5 empty] | VB-S (2MP) | [20 empty] | CUSA | bar: N* to *note; No
[5 empty] | VB-S (1.3MP) | [20 empty] | CUSA | bar: N* to *note; No
[5 empty] | VB-H1 (2MP) | [20 empty] | CUSA | bar: N* to *note; No
[5 empty] | VB-M1 (1.3MP) | [20 empty] | CUSA | bar: N*; N* to *note; No
JSC Complex pro (Softtera) Complex/Video | Software | Canon Webview | Canon |  | 2017 (VB-H/M Mk II) (2MP & 1.3MP) | [19 empty] | Softtera 4-SEP-14 | CEL
[5 empty] | 2017 (VB-S Mk II) (2MP & 1.3MP) | [20 empty] | CEL
[5 empty] | 2016(VB-R/H/S/Hy-coat) (2MP) | [20 empty] | CEL
[5 empty] | 2016(VB-M) (1.3MP) | [20 empty] | CEL
[5 empty] | 2015(VB-R/M/Hy-coat) (1.3MP) | [20 empty] | CEL
[5 empty] | VB-H2 (2MP) | [20 empty] | CEL | bar: Y to N*; No
[5 empty] | VB-M2 (1.3MP) | [20 empty] | CEL | bar: Y to N*; No
[5 empty] | VB-S (2MP) | H.264, MJPEG | Yes | Yes (Software console) | No | Audio in | Yes | Y | Y | Y | Y | Y | N |  |  |  |  | No | Ver 02.20.00 | V1.1.0 |  | CEL
[5 empty] | VB-S (1.3MP) | H.264, MJPEG | Yes |  | No | Audio in | Yes | Y | Y | Y | Y | Y | N |  |  |  |  | No | Ver 02.20.00 | V1.0.0 |  | CEL
KENTIMA Ethiris | Software and NVR | ONVIF | ONVIF | No clock sync required. Kentima multi stream access support 1 x H.264 + 1 x MJPEG. Camera event triggers is supported from v8.0. | 2017 (VB-H/M Mk II) (2MP & 1.3MP) | H.264, MJPEG | Yes | Yes (Continuous and relative PTZ + wheel zoom supported) | 2 in / 2 out | No | [12 empty] | Ethiris version 9.0.0.3 | V1.0.0 | Kentima 12-MAR-18 mail | CEL | bar: Yes to No
[5 empty] | 2017 (VB-S Mk II) (2MP & 1.3MP) | H.264, MJPEG | Yes | Yes (Continuous and relative PTZ + wheel zoom supported) | 1 in / 1 out | No | [12 empty] | Ethiris version 9.0.0.3 | V1.0.0 |  | CEL | bar: Yes to No
[5 empty] | 2016(VB-R/H/S/Hy-coat) (2MP) | H.264, MJPEG | Yes | Yes (Continuous and relative PTZ + wheel zoom supported) | 2 in / 2 out | No | No | Y | Y | Y | Y | Y | Y | Y | Y | see note | No | No | Ethiris version 8.2.0.1 | V1.0.0 |  | CEL
[5 empty] | 2016(VB-M) (1.3MP) | H.264, MJPEG | Yes | Yes (Continuous and relative PTZ + wheel zoom supported) | 2 in / 2 out | No | No | Y | Y | Y | Y | Y | Y | Y | Y | see note | No | No | Ethiris version 8.2.0.1 | V1.0.0 |  | CEL
[5 empty] | 2015(VB-R/M/Hy-coat) (1.3MP) | H.264, MJPEG | Yes | Yes (Continuous and relative PTZ + wheel zoom supported) | TBC | No | [12 empty] | Ethiris ver 6.8.0.1 | V1.0.0 |  | CEL | bar: Yes to No
[5 empty] | VB-H2 (2MP) | H.264, MJPEG | Yes | Yes (Continuous and relative PTZ + wheel zoom supported) | TBC | No | [12 empty] | Ethiris ver 6.8.0.1 | V1.0.0 |  | CEL | bar: Yes to No
[5 empty] | VB-M2 (1.3MP) | H.264, MJPEG | Yes | Yes (Continuous and relative PTZ + wheel zoom supported) | TBC | No | [12 empty] | Ethiris ver 6.8.0.1 | V1.0.0 |  | CEL | bar: Yes to No
[5 empty] | VB-S (2MP) | H.264, MJPEG | Yes | Yes (Continuous and relative PTZ + wheel zoom supported) | TBC | No | [12 empty] | Ethiris ver 6.8.0.1 | V1.1.0 |  | CEL | bar: Yes to No
[5 empty] | VB-S (1.3MP) | H.264, MJPEG | Yes |  | TBC | No | [12 empty] | Ethiris ver 6.8.0.1 | V1.0.0 |  | CEL | bar: Yes to No
LANACCESS | NVR | Hybrid(Mainly ONVIF) | ONVIF | Camera/Server clock sync required. OSD config & Image rotation by WebView protocol. | 2017 (VB-H/M Mk II) (2MP & 1.3MP) | [19 empty] | LANACCESS 16-MAR-16, 3-MAY-16 | CEL
[5 empty] | 2017 (VB-S Mk II) (2MP & 1.3MP) | [20 empty] | CEL
[5 empty] | 2016(VB-H651V) (2MP) | H.264 | Yes (2 x H.264) | N/A | TBC | TBC | TBC | TBC | TBC | TBC | TBC | TBC | TBC | TBC | TBC |  | No | No | Ver 14.0.21 | V1.0.0 |  | CEL
[5 empty] | 2016(VB-M) (1.3MP) | H.264 | Yes (2 x H.264) | Yes | 1 in / 1 out | Audio in | Yes | Y | N | Y | Y | Y | Y | Y | N |  | No | No | Ver 14.0.9 | V1.0.0 |  | CEL
[5 empty] | 2015(VB-R/M/Hy-coat) (1.3MP) | H.264 | Yes (2 x H.264) | Yes | 1 in / 1 out | Audio in | Yes | Y | N | N | Y | N | N | N | N |  | No | No | Ver 13.2.28 | V1.0.0 |  | CEL
[5 empty] | VB-H2 (2MP) | H.264 | Yes (2 x H.264) | Yes | 1 in / 1 out | Audio in | Yes | Y | N | N | Y | N | N |  |  |  |  | No | Ver 13.2.28 | V1.1.0 |  | CEL
[5 empty] | VB-M2 (1.3MP) | H.264 | Yes (2 x H.264) | Yes | 1 in / 1 out | Audio in | Yes | Y | N | N | Y | N | N |  |  |  |  | No | Ver 13.2.28 | V1.1.0 |  | CEL
[5 empty] | VB-S (2MP) | H.264 | Yes (2 x H.264) | Yes | 1 in / 1 out | Audio in | Yes | Y | N | N | Y | N | N |  |  |  |  | No | Ver 13.2.28 | V1.2.0 |  | CEL
[5 empty] | VB-S (1.3MP) | H.264 | Yes (2 x H.264) |  | 1 in / 1 out | Audio in | Yes | Y | N | N | Y | N | N |  |  |  |  | No | Ver 13.2.28 | V1.2.0 |  | CEL
Lenel | Software | Webview* | Canon | Driver: Webview*: Interface Software Canon developed for Lenel integration | 2017 (VB-H/M Mk II) (2MP & 1.3MP) | [20 empty] | CEL
[5 empty] | 2017 (VB-S Mk II) (2MP & 1.3MP) | [20 empty] | CEL
[5 empty] | 2016 (VB-R/H/S, 2017 Hydrophilic coating) (2MP) VB-H651V only | H.264, MJPEG | Yes | Yes | No | No | [12 empty] | OnGuard 7.0 | 1.0.3 |  | CEL | bar: Yes to No
[5 empty] | 2016(VB-M) (1.3MP) | H.264, MJPEG | Yes | Yes | No | No | [12 empty] | OnGuard 7.0 | 1.0.3 |  | CEL | bar: Yes to No
[5 empty] | 2015 (VB-R/M, 2017 Hydrophilic coating)(1.3MP) VB-R11/M640V/M640VE/ M741LE | H.264, MJPEG | Yes | Yes | No | No | [12 empty] | OnGuard 7.0 | VB-R11 V1.0.9 VB-M640V/M640VE V1.0.9 VB-M741LE V1.0.9 |  | CEL | bar: Yes to No
[5 empty] | VB-H2(2MP) VB-H43 only | H.264, MJPEG | Yes | Yes | No | No | [12 empty] | OnGuard 7.0 | V1.2.5 |  | CEL | bar: Yes to No
[5 empty] | VB-M2(1.3MP) VB-M42/M620VE/M620D | H.264, MJPEG | Yes | Yes | No | No | [12 empty] | OnGuard 7.0 | VB-M42 V1.2.5 VB-M620VE/M620D V1.2.5 |  | CEL | bar: Yes to No
[5 empty] | VB-S(2MP) VB-S30D only | H.264, MJPEG | Yes | Yes | No | No | [12 empty] | OnGuard 7.0 | V1.3.2 |  | CEL | bar: Yes to No
[5 empty] | VB-S (1.3MP) | [20 empty] | CEL
Luxriot Luxriot Evo | Software | Canon Webview | Canon | Luxriot Evo support ONVIF Edge recording function if camera registered as ONVIF device. Server will upload if new contents recorded on camera memory card. | 2017 (VB-H/M Mk II) (2MP & 1.3MP) | H.264, MJPEG | Yes (2 x H.264) | Yes, "Mouse point & click to move to centre" and "Mouse wheel zoom" available | 2 in / 2 out | Audio in/out | Yes | Y | Y | Y | Y | Y | Y | Y | Y |  | Yes | Yes, if registered as ONVIF device (see note) | Ver 2.5.10 Ver EVO 1.7,1 | V1.0.0 | Luxriot 7-FEB-18 | CEL
[5 empty] | 2017 (VB-S Mk II) (2MP & 1.3MP) | H.264, MJPEG | Yes (2 x H.264) | Yes, "Mouse point & click to move to centre" and "Mouse wheel zoom" available | 1 in / 1 out | Audio in | Yes | Y | Y | Y | Y | Y | Y | Y | Y |  | Yes | Yes, if registered as ONVIF device (see note) | Ver 2.5.10 Ver EVO 1.7,1 | V1.0.0 |  | CEL
[5 empty] | 2016(VB-R/H/S/Hy-coat) (2MP) | H.264, MJPEG | Yes (2 x H.264) | Yes, "Mouse point & click to move to centre" and "Mouse wheel zoom" available | 2 in / 2 out | Audio in/out | Yes | Y | Y | Y | Y | Y | Y | Y | Y |  | Yes | Yes, if registered as ONVIF device (see note) | Ver 2.5.9.190 Ver EVO 1.4.2.151 | V1.0.0 |  | CEL
[5 empty] | 2016(VB-M) (1.3MP) | H.264, MJPEG | Yes (2 x H.264) | Yes, "Mouse point & click to move to centre" and "Mouse wheel zoom" available | 2 in / 2 out | Audio in/out | Yes | Y | Y | Y | Y | Y | Y | Y | Y |  | Yes | Yes, if registered as ONVIF device (see note) | Ver 2.5.7 Ver EVO 1.1.0 | V1.0.0 |  | CEL
[5 empty] | 2015(VB-R/M/Hy-coat) (1.3MP) | H.264, MJPEG | Yes (2 x H.264) | Yes, "Mouse point & click to move to centre" and "Mouse wheel zoom" available | 2 in / 2 out | Audio in/out | TBC | Y | Y | Y | Y | Y | Y | Y | Y |  | Yes | Yes, if registered as ONVIF device (see note) | Ver 2.5.5 Ver EVO 1.1.0 | V1.0.0 |  | CEL
[5 empty] | VB-H2 (2MP) | H.264, MJPEG | Yes (2 x H.264) | Yes, "Mouse point & click to move to centre" and "Mouse wheel zoom" available | 2 in / 2 out | Audio in/out | Yes | Y | Y | Y | Y | Y | Y |  |  |  |  | No | Ver 2.5.5 Ver EVO 1.1.0 | V1.0.0 |  | CEL
[5 empty] | VB-M2 (1.3MP) | H.264, MJPEG | Yes (2 x H.264) | Yes, "Mouse point & click to move to centre" and "Mouse wheel zoom" available | 2 in / 2 out | Audio in/out | Yes | Y | Y | Y | Y | Y | Y |  |  |  |  | No | Ver 2.5.5 Ver EVO 1.1.0 | V1.0.0 |  | CEL
[5 empty] | VB-S (2MP) | H.264, MJPEG | Yes (2 x H.264) | Yes, "Mouse point & click to move to centre" and "Mouse wheel zoom" available | 1 in / 1 out | Audio in | Yes | Y | Y | Y | Y | Y | Y |  |  |  |  | No | Ver 2.5.5 Ver EVO 1.1.0 | V1.1.0 |  | CEL
[5 empty] | VB-S (1.3MP) | H.264, MJPEG | Yes (2 x H.264) |  | 1 in / 1 out | Audio in | Yes | Y | Y | Y | Y | Y | Y |  |  |  |  | No | Ver 2.5.5 Ver EVO 1.1.0 | V1.0.0 |  | CEL
March Networks | Software | ONVIF | ONVIF | Changing of resolution is not supported through Command VMS. | 2017 (VB-H/M Mk II) (2MP & 1.3MP) | [20 empty] | CUSA | bar: Y to N*; No
[5 empty] | 2017 (VB-S Mk II) (2MP & 1.3MP) | [20 empty] | CUSA | bar: Y to N*; No
[5 empty] | 2016(VB-R/H/S/Hy-coat) (2MP) | [20 empty] | CUSA
[5 empty] | 2016(VB-M) (1.3MP) | [20 empty] | CUSA
[5 empty] | 2015(VB-R/M/Hy-coat) (1.3MP) | [20 empty] | CUSA
[5 empty] | VB-H2 (2MP) | [20 empty] | CUSA | bar: Y to N*; No
[5 empty] | VB-M2 (1.3MP) | [20 empty] | CUSA | bar: Y to N*; No
[5 empty] | VB-S (2MP) | H.264, MJPEG | No | PTZ Panel Control | No | No | [12 empty] | Command Lite v1.6.2.003 | V1.1.0 |  | CUSA | bar: Yes to N*; No
[5 empty] | VB-S (1.3MP) | [20 empty] | CUSA | bar: Y to N*; No
[5 empty] | VB-H1 (2MP) | H.264, MJPEG | No | PTZ Panel Control | No | No | [12 empty] | Command Lite v1.6.2.003 | H41 v1.1.1 H610/H710 v1.2.0 |  | CUSA | bar: Yes to N*; No
[5 empty] | VB-M1 (1.3MP) | [20 empty] | CUSA | bar: Y; Y to N*; No
Maxxess | Software | Canon Webview | Generic entry (RTP URL) | Streaming detail need to be confirmed. | 2017 (VB-H/M Mk II) (2MP & 1.3MP) | [19 empty] | Maxxess 4-NOV-13 | CEL
[5 empty] | 2017 (VB-S Mk II) (2MP & 1.3MP) | [20 empty] | CEL
[5 empty] | 2016(VB-R/H/S/Hy-coat) (2MP) | [20 empty] | CEL
[5 empty] | 2016(VB-M) (1.3MP) | [20 empty] | CEL
[5 empty] | 2015(VB-R/M/Hy-coat) (1.3MP) | [20 empty] | CEL
[5 empty] | VB-H2 (2MP) | [20 empty] | CEL | bar: Y to N*; No
[5 empty] | VB-M2 (1.3MP) | [20 empty] | CEL | bar: Y to N*; No
[5 empty] | VB-S (2MP) | TBC (see note) | TBC | Yes | No | No | TBC | N | N | N | N | N | N |  |  |  |  | No | efusion 5.2 | TBC |  | CEL
[5 empty] | VB-S (1.3MP) | [20 empty] | CEL | bar: Yes
Milestone XProtect, Husky M20, M30, M50, M500 Advanced & M550 Advance | Software (XProtect) & NVR (Husky M20/M30/M50/M500 /M550 Advance) | Canon Webview | Canon | After setting up each stream size and 2nd H.264 settings in the Management Client/Management Application, restart Recording Server service to take effect on the camera and server. (Corporate & Expert do not need server restart) On Corporate and Expert version, when changing basic Video Size Set parameter at the camera, restart the Recording server and Management server then delete and add camera to take effect. 2015(VB-R/M) models (default status) registration requires to enter default username and password. | 2017 (VB-H/M Mk II) (2MP & 1.3MP) | H.264, MJPEG | Yes (2 x H.264) (see note) | "Mouse point & click to move to centre", "Area zoom" and "Mouse wheel zoom" supported | 2 in / 2 out | Audio in/out | No | Y | Y | Y | Y | Y | Y | Y | Y |  | Yes | No | DP 9.3 (Corporate, Enterprise, Husky M20/M30/M50/M500&M550 Advance) | V1.0.0/V1.1.0 | CINC 20-SEP-17 | CEL
[5 empty] | 2017 (VB-S Mk II) (2MP & 1.3MP) | H.264, MJPEG | Yes (2 x H.264) (see note) | "Mouse point & click to move to centre", "Area zoom" and "Mouse wheel zoom" supported | 1 in / 1 out | Audio in | No | Y | Y | Y | Y | Y | Y | Y | Y |  | Yes | No | DP 9.3 (Corporate, Enterprise, Husky M20/M30/M50/M500&M550 Advance) | V1.0.0/V1.1.0 |  | CEL
[5 empty] | 2016(Hy-coat 2) | H.264, MJPEG | Yes (2 x H.264) (see note) | "Mouse point & click to move to centre", "Area zoom" and "Mouse wheel zoom" supported | 2 in / 2 out | Audio in/out | No | Y | Y | Y | Y | Y | Y | Y | Y |  | Yes | No | DP10.6 (Corporate) | V1.2.3
[5 empty] | 2016(VB-R/H/S/Hy-coat) (2MP) | H.264, MJPEG | Yes (2 x H.264) (see note) | "Mouse point & click to move to centre", "Area zoom" and "Mouse wheel zoom" supported | 2 in / 2 out | Audio in/out | No | Y | Y | Y | Y | Y | Y | Y | Y |  | Yes | No | DP 9.0 (Corporate, Enterprise, Husky M20/M30/M50/M500&M550 Advance) | V1.0.0/V1.1.0 (VB-S) V1.1.0/V1.2.0 (others) |  | CEL
[5 empty] | 2016(VB-M) (1.3MP) | H.264, MJPEG | Yes (2 x H.264) (see note) | "Mouse point & click to move to centre", "Area zoom" and "Mouse wheel zoom" supported | 2 in / 2 out | Audio in/out | No | Y | Y | Y | Y | Y | Y | Y | Y |  | Yes | No | DP 9.0 (Corporate, Enterprise, Husky M20/M30/M50/M500&M550 Advance) | V1.1.0/V1.2.0 |  | CEL
[5 empty] | 2015(Hy-coat 2) | H.264, MJPEG | Yes (2 x H.264) (see note) | "Mouse point & click to move to centre", "Area zoom" and "Mouse wheel zoom" supported | 2 in / 2 out | Audio in/out | No | Y | Y | Y | Y | Y | Y | Y | Y |  | Yes | No | DP10.6 (Corporate) | V1.2.3
[5 empty] | 2015(VB-R/M/Hy-coat) (1.3MP) | H.264, MJPEG | Yes (2 x H.264) (see note) | "Mouse point & click to move to centre", "Area zoom" and "Mouse wheel zoom" supported | 2 in / 2 out | Audio in/out | No | Y | Y | Y | Y | Y | Y | Y | Y |  | Yes | No | DP 9.0 (Corporate, Enterprise, Husky M20/M30/M50/M500&M550 Advance) | V1.1.0/V1.2.0 |  | CEL
[5 empty] | VB-H2 (2MP) | H.264, MJPEG | Yes (2 x H.264) (see note) | "Mouse point & click to move to centre", "Area zoom" and "Mouse wheel zoom" supported | 2 in / 2 out | Audio in/out | No | Y | Y | Y | Y | Y | Y |  |  |  |  | No | DP 9.0 (Corporate, Enterprise, Husky M20/M30/M50/M500&M550 Advance) | V1.2.0 |  | CEL
[5 empty] | VB-M2 (1.3MP) | H.264, MJPEG | Yes (2 x H.264) (see note) | "Mouse point & click to move to centre", "Area zoom" and "Mouse wheel zoom" supported | 2 in / 2 out | Audio in/out | No | Y | Y | Y | Y | Y | Y |  |  |  |  | No | DP 9.0 (Corporate, Enterprise, Husky M20/M30/M50/M500&M550 Advance) | V1.2.0 |  | CEL
[5 empty] | VB-S (2MP) | H.264, MJPEG | Yes (2 x H.264) (see note) | "Mouse point & click to move to centre", "Area zoom" and "Mouse wheel zoom" supported | 1 in / 1 out | Audio in | No | Y | Y | Y | Y | Y | Y |  |  |  |  | No | DP 9.0 (Corporate, Enterprise, Husky M20/M30/M50/M500&M550 Advance) | V1.3.0 |  | CEL
[5 empty] | VB-S (1.3MP) | H.264, MJPEG | Yes (2 x H.264) (see note) |  | 1 in / 1 out | Audio in | No | Y | Y | Y | Y | Y | Y |  |  |  |  | No | DP 9.0 (Corporate, Enterprise, Husky M20/M30/M50/M500&M550 Advance) | V1.3.0 |  | CEL
Milestone Husky M10 | NVR | Canon Webview | Canon | After Video Size set change, delete and re-register camera to apply the new Video Size set resolution. M10 receive single stream for live & rec, do not have alarm I/O. M10 designed to apply VBR quality 3 after CODEC, resolution or frame rate value change at M10 GUI. M10 also apply camera's default quality settings after M10 server reboot. For the best live & playback streaming performance, use separate client with Firefox browser and Direct Streaming function. Audio-in is only supported on exported file as design (no live or playback audio supported) | 2017 (VB-H/M Mk II) (2MP & 1.3MP) | [19 empty] | CINC 31-OCT-16, CEL 11-JUN-15 | CEL
[5 empty] | 2017 (VB-S Mk II) (2MP & 1.3MP) | [20 empty] | CEL
[5 empty] | 2016(VB-H651V) (2MP) | H.264, MJPEG | No (see note) | Yes (incremental move by clicking PTZ icon) | No (see note) | Audio in (see note) | No | N | N | N | N | N | N | N | N |  | No | No | Husky M10 ver 2.3-316062 | V1.0.0 |  | CEL
[5 empty] | 2016(VB-M) (1.3MP) | H.264, MJPEG | No (see note) | Yes (incremental move by clicking PTZ icon) | No (see note) | Audio in (see note) | No | N | N | N | N | N | N | N | N |  | No | No | Husky M10 ver 2.3-316062 | V1.0.0 |  | CEL
[5 empty] | 2015(VB-R/M/Hy-coat) (1.3MP) | H.264, MJPEG | No (see note) | Yes (incremental move by clicking PTZ icon) | No (see note) | Audio in (see note) | No | N | N | N | N | N | N | N | N |  | No | No | Husky M10 ver 2.2-307688 | V1.0.0 |  | CEL
[5 empty] | VB-H2 (2MP) | H.264, MJPEG | No (see note) | Yes (incremental move by clicking PTZ icon) | No (see note) | Audio in (see note) | No | N | N | N | N | N | N |  |  |  |  | No | Husky M10 ver 1.7-288376 | V1.1.0 |  | CEL
[5 empty] | VB-M2 (1.3MP) | H.264, MJPEG | No (see note) | Yes (incremental move by clicking PTZ icon) | No (see note) | Audio in (see note) | No | N | N | N | N | N | N |  |  |  |  | No | Husky M10 ver 1.7-288376 | V1.1.0 |  | CEL
[5 empty] | VB-S (2MP) | H.264, MJPEG | No (see note) | Yes (incremental move by clicking PTZ icon) | No (see note) | Audio in (see note) | No | N | N | N | N | N | N |  |  |  |  | No | Husky M10 ver 1.7-288376 | V1.2.0 |  | CEL
[5 empty] | VB-S (1.3MP) | H.264, MJPEG | No (see note) |  | No (see note) | Audio in (see note) | No | N | N | N | N | N | N |  |  |  |  | No | Husky M10 ver 1.7-288376 | V1.2.0 |  | CEL
Mirasys | Software and pre-installed server | Hybrid | Canon | Mirasys force camera clock data update. Canon Driver Ver 1.0.10.0 onwards support CCFiA, CCRiA and Multicast. Multi streaming requires workaround. (Disable&enable multi streaming and update CODEC) Moving Object Detection supported by native Mirasys system but need to stop client live view to get trigger. Intelligent Function support by using Canon IVA Proxy V1.0.1.0 onwards. PTZ speed can be adjusted in Driver XML configuration file. | 2017 (VB-H/M Mk II) (2MP & 1.3MP) | H.264, MJPEG | Yes (2 x H.264) (see note) | "Mouse point & click to move to centre", "Area zoom" and "Mouse wheel zoom" supported | 2 in / 2 out | Audio in/out | TBC | *Y | Y | Y | Y | Y | N | N | N | *See Note | No | No | Ver 8.3.4.130, Canon IVA Proxy V1.0.2.0 | V1.1.2 | OCE test Mar-2018 | CEL
[5 empty] | 2017 (VB-S Mk II) (2MP & 1.3MP) | H.264, MJPEG | Yes (2 x H.264) (see note) | "Mouse point & click to move to centre", "Area zoom" and "Mouse wheel zoom" supported | 1 in / 1 out | Audio in | TBC | *Y | Y | Y | Y | Y | N | N | N | *See Note | No | No | Ver 8.3.4.130, Canon IVA Proxy V1.0.2.0 | V1.1.2 |  | CEL
[5 empty] | 2016(VB-R/H/S/Hy-coat) (2MP) | H.264, MJPEG | Yes (2 x H.264) (see note) | "Mouse point & click to move to centre", "Area zoom" and "Mouse wheel zoom" supported | 2 in / 2 out | Audio in/out | TBC | *Y | Y | Y | Y | Y | N | N | N | *See Note | No | No | Ver 8.3.4.130, Canon IVA Proxy V1.0.2.0 | V1.1.2 (VB-S) V1.2.3 (others) |  | CEL
[5 empty] | 2016(VB-M) (1.3MP) | H.264, MJPEG | Yes (2 x H.264) (see note) | "Mouse point & click to move to centre", "Area zoom" and "Mouse wheel zoom" supported | 2 in / 2 out | Audio in/out | TBC | *Y | Y | Y | Y | Y | N | N | N | *See Note | No | No | Ver 8.3.4.130, Canon IVA Proxy V1.0.2.0 | V1.2.3 |  | CEL
[5 empty] | 2015(VB-R/M/Hy-coat) (1.3MP) | H.264, MJPEG | Yes (2 x H.264) (see note) | "Mouse point & click to move to centre", "Area zoom" and "Mouse wheel zoom" supported | 2 in / 2 out | Audio in/out | TBC | *Y | Y | Y | Y | Y | N | N | N | *See Note | No | No | Ver 8.3.4.130, Canon IVA Proxy V1.0.2.0 | V1.2.3 |  | CEL
[5 empty] | VB-H2 (2MP) | H.264, MJPEG | Yes (2 x H.264) (see note) | "Mouse point & click to move to centre", "Area zoom" and "Mouse wheel zoom" supported | 2 in / 2 out | Audio in/out | Yes | *Y | Y | Y | Y | Y | N |  |  | *See Note |  | No | Ver 8.3.4.130, Canon IVA Proxy V1.0.2.0 | V1.2.9 |  | CEL
[5 empty] | VB-M2 (1.3MP) | H.264, MJPEG | Yes (2 x H.264) (see note) | "Mouse point & click to move to centre", "Area zoom" and "Mouse wheel zoom" supported | 2 in / 2 out | Audio in/out | Yes | *Y | Y | Y | Y | Y | N |  |  | *See Note |  | No | Ver 8.3.4.130, Canon IVA Proxy V1.0.2.0 | V1.2.9 |  | CEL
[5 empty] | VB-S (2MP) | H.264, MJPEG | Yes (2 x H.264) (see note) | "Mouse point & click to move to centre", "Area zoom" and "Mouse wheel zoom" supported | 1 in / 1 out | Audio in | Yes | *Y | Y | Y | Y | Y | N |  |  | *See Note |  | No | Ver 8.3.4.130, Canon IVA Proxy V1.0.2.0 | V1.3.8 |  | CEL
[5 empty] | VB-S (1.3MP) | H.264, MJPEG | Yes (2 x H.264) (see note) |  | 1 in / 1 out | Audio in | Yes | *Y | Y | Y | Y | Y | N |  |  | *See Note |  | No | Ver 8.3.4.130, Canon IVA Proxy V1.0.2.0 | V1.3.8 |  | CEL
Nedap AEOS | Software | Canon Webview with ONVIF(PTZ) | Generic entry (RTP URL) | Alarm output operation to be confirmed. Up to 5 streams can be received from a camera but cannot mix codec. AEOS has no Audio function. AEOS utilise HTTP notification for Analytics & Linked Event trigger. | 2017 (VB-H/M Mk II) (2MP & 1.3MP) | [19 empty] | Nedap 18-NOV-14 | CEL
[5 empty] | 2017 (VB-S Mk II) (2MP & 1.3MP) | [20 empty] | CEL
[5 empty] | 2016(VB-R/H/S/Hy-coat) (2MP) | [20 empty] | CEL
[5 empty] | 2016(VB-M) (1.3MP) | [20 empty] | CEL
[5 empty] | 2015(VB-R/M/Hy-coat) (1.3MP) | H.264, MJPEG | Yes (2 x H.264) but cannot mix H.264 & MJPEG (see note) | Yes | 2 in / 2 out | No | [9 empty] | See Note | Yes (see note) | No | AEOS 3.1.5 | V1.0.0 |  | CEL | bar: TBC TBC TBC to N N N
[5 empty] | VB-H2 (2MP) | H.264, MJPEG | Yes (2 x H.264) but cannot mix H.264 & MJPEG (see note) | Yes | 1 in (output TBC) | No | TBC | Y | Y | Y | Y | Y | N |  |  | See Note |  | No | AEOS 3.1.0 | V1.0.0 |  | CEL
[5 empty] | VB-M2 (1.3MP) | H.264, MJPEG | Yes (2 x H.264) but cannot mix H.264 & MJPEG (see note) | Yes | 1 in (output TBC) | No | TBC | Y | Y | Y | Y | Y | N |  |  | See Note |  | No | AEOS 3.1.0 | V1.0.0 |  | CEL
[5 empty] | VB-S (2MP) | H.264, MJPEG | Yes (2 x H.264) but cannot mix H.264 & MJPEG (see note) | Yes | 1 in (output TBC) | No | Yes | Y | Y | Y | Y | Y | N |  |  | See Note |  | No | AEOS 3.1.0 | V1.0.0 |  | CEL
[5 empty] | VB-S (1.3MP) | H.264, MJPEG | Yes (2 x H.264) but cannot mix H.264 & MJPEG (see note) |  | 1 in (output TBC) | No | TBC | Y | Y | Y | Y | Y | N |  |  | See Note |  | No | AEOS 3.1.0 | V1.0.0 |  | CEL
NETAVIS Observer | Software and pre-installed server | Canon WebView | Canon | v4.6.6 support 2016 model VB-M50B & VB-R13 on Canon driver. (also support all other models on Canon driver except VB-H1/M1 models) NETAVIS Observer does not support multiple H.264 streaming from camera. | 2017 (VB-H/M Mk II) (2MP & 1.3MP) | [19 empty] | NETAVIS 3-FEB-17 | CEL
[5 empty] | 2017 (VB-S Mk II) (2MP & 1.3MP) | [20 empty] | CEL
[5 empty] | 2016(VB-R13) (see note) | H.264, MJPEG | 1 x H.264 + 1 x MJPEG (see note) | Crosshair, "Mouse wheel zoom" supported | 2 in / 2 out | Audio in | No | N | N | N | N | N | N | N | N |  | No | No | v4.6.6 | V1.0.0 |  | CEL
[5 empty] | 2016(VB-M50B) (see note) | H.264, MJPEG | 1 x H.264 + 1 x MJPEG (see note) | Crosshair, "Mouse wheel zoom" supported | 2 in / 2 out | Audio in | No | N | N | N | N | N | N | N | N |  | No | No | v4.6.6 | V1.0.0 |  | CEL
[5 empty] | 2015(VB-R/M/Hy-coat) (1.3MP) | H.264, MJPEG | 1 x H.264 + 1 x MJPEG (see note) | Crosshair, "Mouse wheel zoom" supported | 2 in / 2 out | Audio in | No | N | N | N | N | N | N | N | N |  | No | No | v4.6.1 | V1.0.0 |  | CEL
[5 empty] | VB-H2 (2MP) | H.264, MJPEG | 1 x H.264 + 1 x MJPEG (see note) | Yes | 2 in / 2 out | Audio in | TBC | N | N | N | N | N | N |  |  |  |  | No | v4.6.3 | V1.0.0 |  | CEL
[5 empty] | VB-M2 (1.3MP) | H.264, MJPEG | 1 x H.264 + 1 x MJPEG (see note) | Yes | 2 in / 2 out | Audio in | TBC | N | N | N | N | N | N |  |  |  |  | No | v4.6.3 | V1.0.0 |  | CEL
[5 empty] | VB-S (2MP) | H.264, MJPEG | 1 x H.264 + 1 x MJPEG (see note) | Yes | 1 in / 1 out | Audio in | TBC | N | N | N | N | N | N |  |  |  |  | No | v4.6.3 | V1.0.0 |  | CEL
[5 empty] | VB-S (1.3MP) | H.264, MJPEG | 1 x H.264 + 1 x MJPEG (see note) |  | 1 in / 1 out | Audio in | TBC | N | N | N | N | N | N |  |  |  |  | No | v4.6.3 | V1.0.0 |  | CEL
Network Optix | Software | ONVIF | ONVIF | This NVS has the same back-end software core as Digital Watchdog. Front end interface slightly different. | 2017 (VB-H/M Mk II) (2MP & 1.3MP) | [20 empty] | CUSA
[5 empty] | 2017 (VB-S Mk II) (2MP & 1.3MP) | [20 empty] | CUSA
[5 empty] | 2016(VB-R13) (see note) | [20 empty] | CUSA
[5 empty] | 2016(VB-M50B) (see note) | [20 empty] | CUSA
[5 empty] | 2015(VB-R/M/Hy-coat) (1.3MP) | H.264, MJPEG (Auto) | Yes | Click-and-Hold PTZ / Mouse Scroll Zoom | No | [13 empty] | v.2.4.1 | V1.0.3 |  | CUSA | bar: No No No No to N N N N
[5 empty] | VB-H2 (2MP) | H.264, MJPEG (Auto) | Yes | Click-and-Hold PTZ / Mouse Scroll Zoom | No | Yes | No | N | N | N | N | N | N | [5 empty] | v.2.4.1 | V1.2.0(H43) |  | CUSA
[5 empty] | VB-M2 (1.3MP) | H.264, MJPEG | Yes | Click-and-Hold PTZ / Mouse Scroll Zoom | No | Yes | No | N | N | N | N | N | N | [5 empty] | v.2.4.1 | V1.2.0(M42) |  | CUSA
[5 empty] | VB-S (2MP) | H.264, MJPEG (Auto) | Yes | PTZ Panel Control | No | [13 empty] | v.2.4.1 | V1.3.0 |  | CUSA | bar: No No No No to N N N N
[5 empty] | VB-S (1.3MP) | H.264, MJPEG (Auto) | Yes |  | No | [13 empty] | v.2.4.1 | V1.3.0 |  | CUSA | bar: No No No No to N N N N
[5 empty] | VB-H1 (2MP) | H.264, MJPEG (Auto) | Yes | PTZ Panel Control | No | [13 empty] | v.2.4.1 | V1.3.0 |  | CUSA | bar: No No No No to N N N N
[5 empty] | VB-M1 (1.3MP) | H.264, MJPEG (Auto) | Yes | PTZ Panel Control | No | [13 empty] | v.2.4.1 | V1.3.0 |  | CUSA | bar: No No No No to N N N N
NUUO | Software | Hybrid | Canon | Clock sync required. Canon model specific driver does not support Moving Object Detection nor Alarm-in and use Canon generic driver if required. Stream 1 codec cannot be changed for 2014 VB-H2, M2, S models and switching between H.264 and MJPEG can be done by changing Stream profile. Mouse wheel zoom speed slow. 2 x H.264, 2 x MJPEG Multi streaming not working for 2014 VB-H2, M2, S models. (If use ONVIF device manager to edit camera encoder profile, 2 x H.264 streaming possible on all models) Sometimes orange/blue hue occurs during focus operation due to VMS resetting AWB every time. | 2017 (VB-H/M Mk II) (2MP & 1.3MP) | H.264, MJPEG (see note) | Yes (see note) | "Mouse wheel zoom" supported (see note) | 2 out(see note) | Audio in/out | TBC | *N | N | N | N | N | N | N | N | *See Note | No | No | MainConsole (IP Surveillance 8.0.0) (DP v.19.9.0.46) | V1.1.2 | OCE test OCT-2017 | CEL
[5 empty] | 2017 (VB-S Mk II) (2MP & 1.3MP) | H.264, MJPEG (see note) | Yes (see note) | "Mouse wheel zoom" supported (see note) | 1 out(see note) | Audio in | TBC | *N | N | N | N | N | N | N | N | *See Note | No | No | MainConsole (IP Surveillance 8.0.0) (DP v.19.9.0.46) | V1.1.2 |  | CEL
[5 empty] | 2016(VB-R/H/S/Hy-coat) (2MP) | H.264, MJPEG (see note) | Yes (see note) | "Mouse wheel zoom" supported (see note) | 2 out(see note) | Audio in/out | TBC | *N | N | N | N | N | N | N | N | *See Note | No | No | MainConsole (IP Surveillance 8.0.0) (DP v.19.9.0.46) | V1.1.2 (VB-S) V1.2.3 (others) |  | CEL
[5 empty] | 2016(VB-M) (1.3MP) | H.264, MJPEG (see note) | Yes (see note) | "Mouse wheel zoom" supported (see note) | 2 out(see note) | Audio in/out | TBC | *N | N | N | N | N | N | N | N | *See Note | No | No | MainConsole (IP Surveillance 8.0.0) (DP v.19.9.0.46) | V1.2.3 |  | CEL
[5 empty] | 2015(VB-R/M/Hy-coat) (1.3MP) | H.264, MJPEG (see note) | Yes (see note) | "Mouse wheel zoom" supported (see note) | 2 out(see note) | Audio in/out | TBC | *N | N | N | N | N | N | N | N | *See Note | No | No | MainConsole (IP Surveillance 8.0.0) (DP v.19.9.0.46) | V1.2.3 |  | CEL
[5 empty] | VB-H2 (2MP) | H.264, MJPEG (see note) | 1 x H.264 + 1 x MJPEG (see note) | "Mouse wheel zoom" supported (see note) | 2 out(see note) | Audio in/out | TBC | *N | N | N | N | N | N |  |  | *See Note |  | No | MainConsole (IP Surveillance 8.0.0) (DP v.19.9.0.46) | V1.2.9 |  | CEL
[5 empty] | VB-M2 (1.3MP) | H.264, MJPEG (see note) | 1 x H.264 + 1 x MJPEG (see note) | "Mouse wheel zoom" supported (see note) | 2 out(see note) | Audio in/out | TBC | *N | N | N | N | N | N |  |  | *See Note |  | No | MainConsole (IP Surveillance 8.0.0) (DP v.19.9.0.46) | V1.2.9 |  | CEL
[5 empty] | VB-S (2MP) | H.264, MJPEG (see note) | 1 x H.264 + 1 x MJPEG (see note) | "Mouse wheel zoom" supported (see note) | 1 out(see note) | Audio in | TBC | *N | N | N | N | N | N |  |  | *See Note |  | No | MainConsole (IP Surveillance 8.0.0) (DP v.19.9.0.46) | V1.3.8 |  | CEL
[5 empty] | VB-S (1.3MP) | H.264, MJPEG (see note) | 1 x H.264 + 1 x MJPEG (see note) |  | 1 out(see note) | Audio in | TBC | *N | N | N | N | N | N |  |  | *See Note |  | No | MainConsole (IP Surveillance 8.0.0) (DP v.19.9.0.46) | V1.3.8 |  | CEL
Pelco | Software | ONVIF | ONVIF |  | 2017 (VB-H/M Mk II) (2MP & 1.3MP) | [20 empty] | CUSA
[5 empty] | 2017 (VB-S Mk II) (2MP & 1.3MP) | [20 empty] | CUSA
[5 empty] | 2016(VB-R/H/S/Hy-coat) (2MP) | [20 empty] | CUSA
[5 empty] | 2016(VB-M) (1.3MP) | [20 empty] | CUSA
[5 empty] | 2015(VB-R/M/Hy-coat) (1.3MP) | [20 empty] | CUSA
[5 empty] | VB-H2 (2MP) | [20 empty] | CUSA
[5 empty] | VB-M2 (1.3MP) | [20 empty] | CUSA
[5 empty] | VB-S (2MP) | H.264 |  | Yes | No | [13 empty] | Endura | V1.0.0 |  | CUSA | bar: No No No No; Y Y Y Y to N N N N
[5 empty] | VB-S (1.3MP) | [20 empty] | CUSA
[5 empty] | VB-H1 (2MP) | H.264 |  | Yes | No | [13 empty] | Endura | V1.1.0 (H41), V1.2.0 (H610, H710) |  | CUSA | bar: No No No No; Y Y Y Y to N N N N
[5 empty] | VB-M1 (1.3MP) | H.264 |  | Yes | No | [13 empty] | Endura | V1.1.0 |  | CUSA | bar: No No No No; Y Y Y Y to N N N N
Pelco | NVR | ONVIF | ONVIF | MJPEG 960x540 and 480x270 not supported | 2017 (VB-H/M Mk II) (2MP & 1.3MP) | [20 empty] | CUSA
[5 empty] | 2017 (VB-S Mk II) (2MP & 1.3MP) | [20 empty] | CUSA
[5 empty] | 2016(VB-R/H/S/Hy-coat) (2MP) | [20 empty] | CUSA
[5 empty] | 2016(VB-M) (1.3MP) | [20 empty] | CUSA
[5 empty] | 2015(VB-R/M/Hy-coat) (1.3MP) | [20 empty] | CUSA
[5 empty] | VB-H2 (2MP) | [20 empty] | CUSA
[5 empty] | VB-M2 (1.3MP) | [20 empty] | CUSA
[5 empty] | VB-S (2MP) | H.264, MJPEG (see note) |  | Yes | No | Yes |  | N | N | N | N | N | N | [5 empty] | Digital Sentry | V1.0.0 |  | CUSA
[5 empty] | VB-S (1.3MP) | [20 empty] | CUSA
[5 empty] | VB-H1 (2MP) | H.264, MJPEG (see note) |  | Yes | No | Yes |  | N | N | N | N | N | N | [5 empty] | Digital Sentry | V1.1.0 (H41), V1.2.0 (H610, H710) |  | CUSA
[5 empty] | VB-M1 (1.3MP) | H.264, MJPEG (see note) |  | Yes | No | Yes |  | N | N | N | N |  | N | [5 empty] | Digital Sentry | V1.1.0 |  | CUSA
Plustek X840,X880,X888,Slim388 | NVR | Canon Webview | Canon | Plustek NVRs can receive H.264 main stream and either MJPEG or another H.264 as sub stream. MJPEG resolution 1920 x 1080, 1280 x 960 will limit frame rate to 15fps. | 2017 (VB-H/M Mk II) (2MP & 1.3MP) | [19 empty] | Plustek 6-FEB-17 | CEL
[5 empty] | 2017 (VB-S Mk II) (2MP & 1.3MP) | [20 empty] | CEL
[5 empty] | 2016(VB-R/H) (2MP) | H.264, MJPEG | Yes (2 x H.264) (see note) | Yes | 2 in | Audio in | No | Y | Y | Y | Y | Y | Y | Y | Y |  | TBC | No | v3.6.0.7 (3.3.0.7) | V1.0.0 |  | CEL
[5 empty] | 2016(VB-M) (1.3MP) | H.264, MJPEG | Yes (2 x H.264) (see note) | Yes | 2 in | Audio in | No | Y | Y | Y | Y | Y | Y | Y | Y |  | TBC | No | v3.6.0.7 (3.3.0.7) | V1.0.0 |  | CEL
[5 empty] | 2015(VB-R/M/Hy-coat) (1.3MP) | H.264, MJPEG | Yes (2 x H.264) (see note) | Yes | 2 in | Audio in | No | Y | N | N | Y | N | Y | N | N |  | TBC | No | v3.5.0.5 (3.2.0.3) | V1.0.0 |  | CEL
[5 empty] | VB-H2 (2MP) | H.264, MJPEG | Yes (2 x H.264) (see note) | Yes | 2 in | Audio in | No | Y | N | N | N | N | N |  |  |  |  | No | v3.5.0.0 (3.2.0.0), Canon camera: 3.0.6.13 | V1.0.0 |  | CEL
[5 empty] | VB-M2 (1.3MP) | H.264, MJPEG | Yes (2 x H.264) (see note) | Yes | 2 in | Audio in | No | Y | N | N | N | N | N |  |  |  |  | No | v3.5.0.0 (3.2.0.0), Canon camera: 3.0.6.13 | V1.0.0 |  | CEL
[5 empty] | VB-S (2MP) | H.264, MJPEG | Yes (2 x H.264) (see note) | Yes | 1 in | Audio in | No | Y | N | N | N | N | N |  |  |  |  | No | v3.5.0.0 (3.2.0.0), Canon camera: 3.0.6.13 | V1.1.0 |  | CEL
[5 empty] | VB-S (1.3MP) | H.264, MJPEG | Yes (2 x H.264) (see note) |  | 1 in | Audio in | No | Y | N | N | N | N | N |  |  |  |  | No | v3.5.0.0 (3.2.0.0), Canon camera: 3.0.6.13 | V1.0.0 |  | CEL
QNAP | NVR | Canon Webview | Canon | User-defined recording "Smart recording" support MJPEG and 2 x H.264 streaming. VB-S30VE/S800VE/S910F Audio out also supported. | 2017 (VB-H/M Mk II) (2MP & 1.3MP) | [19 empty] | CINC CTS 170920 | CEL
[5 empty] | 2017 (VB-S Mk II) (2MP & 1.3MP) | [20 empty] | CEL
[5 empty] | 2016(VB-R/H/S/Hy-coat) (2MP) | H.264, MJPEG | Yes (2 x H.264) (see note) | "Mouse wheel zoom" supported | 2 in | Audio in (see note) | No | Y | N | N | N | N | N | N | N |  | TBC | No | Ver 5.1.1 | V1.0.0 or later |  | CEL
[5 empty] | 2016(VB-M) (1.3MP) | H.264, MJPEG | Yes (2 x H.264) (see note) | "Mouse wheel zoom" supported | 2 in | Audio in | No | Y | N | N | N | N | N | N | N |  | TBC | No | Ver 5.1.1 | V1.0.0 or later |  | CEL
[5 empty] | 2015(VB-R/M/Hy-coat) (1.3MP) | H.264, MJPEG | Yes (2 x H.264) (see note) | "Mouse wheel zoom" supported | 2 in | Audio in | No | Y | N | N | N | N | N | N | N |  | TBC | No | Ver 5.1.0 | V1.0.0 or later |  | CEL
[5 empty] | VB-H2 (2MP) | H.264, MJPEG | Yes (2 x H.264) (see note) | "Mouse wheel zoom" supported | 2 in | Audio in | No | Y | N | N | N | N | N |  |  |  |  | No | Ver 5.1.0 | V1.0.0 or later |  | CEL
[5 empty] | VB-M2 (1.3MP) | H.264, MJPEG | Yes (2 x H.264) (see note) | "Mouse wheel zoom" supported | 2 in | Audio in | No | Y | N | N | N | N | N |  |  |  |  | No | Ver 5.1.0 | V1.0.0 or later |  | CEL
[5 empty] | VB-S (2MP) | H.264, MJPEG | Yes (2 x H.264) (see note) | "Mouse wheel zoom" supported | 1 in | Audio in | No | Y | N | N | N | N | N |  |  |  |  | No | Ver 5.1.0 | V1.0.0 or later |  | CEL
[5 empty] | VB-S (1.3MP) | H.264, MJPEG | Yes (2 x H.264) (see note) |  | 1 in | Audio in | No | Y | N | N | N | N | N |  |  |  |  | No | Ver 5.1.0 | V1.0.0 or later |  | CEL
Qognify NiceVision / FAST | Software and pre-installed server | Canon Webview | Canon | Only listed model in the range supported. FAST system PTZ control need to be confirmed. (NiceVision support fully.) VB-S30D & S800D max resolution is limited to 1280 x 1024. | 2017 (VB-H/M Mk II) (2MP & 1.3MP) | [19 empty] | Qognify 4-OCT, 17-SEP-15 | CEL
[5 empty] | 2017 (VB-S Mk II) (2MP & 1.3MP) | [20 empty] | CEL
[5 empty] | 2016(VB-R/H/S/Hy-coat) (2MP) | [20 empty] | CEL
[5 empty] | 2016(VB-M) (1.3MP) | [20 empty] | CEL
[5 empty] | 2015(VB-R/M/Hy-coat) (1.3MP) | H.264 (support model R10VE, R11) | Yes (2 x H.264) | Yes (NiceVision, see note) | No | No | TBC | N | N | N | N | N | N | N | N |  | No | No | IP Plugin package 12.1.1.3 | V1.0.0 |  | CEL
[5 empty] | VB-H2 (2MP) | H.264 (support model H43) | Yes (2 x H.264) | Yes (NiceVision, see note) | 1 in | Audio in | TBC | N | N | N | N | N | N |  |  |  |  | No | IP Plugin package 12.1.1.3 | V1.1.0 |  | CEL
[5 empty] | VB-M2 (1.3MP) | H.264 (support model M42) | Yes (2 x H.264) | Yes (NiceVision, see note) | 1 in | Audio in | TBC | N | N | N | N | N | N |  |  |  |  | No | IP Plugin package 12.1.1.3 | V1.1.0 |  | CEL
[5 empty] | VB-S (2MP) | H.264 (support model S30D,S800D,S900F) | Yes (2 x H.264) | Yes (NiceVision, see note) | No | Audio in - S30D S800D only | TBC | N | N | N | N | N | N |  |  |  |  | No | IP Plugin package 12.1.1.3 | V1.1.0 |  | CEL
[5 empty] | VB-S (1.3MP) | [20 empty] | CEL
Salient Systems | Software | Canon Webview | Canon |  | 2017 (VB-H/M Mk II) (2MP & 1.3MP) | [20 empty] | CUSA
[5 empty] | 2017 (VB-S Mk II) (2MP & 1.3MP) | [20 empty] | CUSA
[5 empty] | 2016(VB-R/H/S/Hy-coat) (2MP) | [20 empty] | CUSA
[5 empty] | 2016(VB-M) (1.3MP) | [20 empty] | CUSA
[5 empty] | 2015(VB-R/M/Hy-coat) (1.3MP) | [20 empty] | CUSA
[5 empty] | VB-H2 (2MP) | H.264, MJPEG | Yes | Yes | No | Yes | No | N | N | N | N | N | N | N | N |  |  | No | CompleteView Server 4.6.1.78 | V1.2.0 |  | CUSA
[5 empty] | VB-M2 (1.3MP) | [20 empty] | CUSA
[5 empty] | VB-S (2MP) | H.264, MJPEG | Yes | Yes | No | Yes | No | N | N | N | N | N | N |  |  |  |  | No | CompleteView Server 4.6.1.78 | V1.1.0 |  | CUSA
[5 empty] | VB-S (1.3MP) | [20 empty] | CUSA
[5 empty] | VB-H1 (2MP) | H.264, MJPEG | Yes | Yes | No | Yes | No | N | N | N | N | N | N |  |  |  |  | No | CompleteView Server 4.6.1.78 | V1.1.0 |  | CUSA
[5 empty] | VB-M1 (1.3MP) | H.264, MJPEG | No | Yes | No | Yes | No | N | N | N | N |  | N |  |  |  |  | No | CompleteView Server 4.6.1.78 | V1.1.0 |  | CUSA
SecuritySpy | Software | Canon Webview | Canon | SecuritySpy runs on Apple Mac. It use Camera browser menu (by Chrome) for Video stream settings. | 2017 (VB-H/M Mk II) (2MP & 1.3MP) | [19 empty] | bensoftware 5-JAN-15 | CEL
[5 empty] | 2017 (VB-S Mk II) (2MP & 1.3MP) | [20 empty] | CEL
[5 empty] | 2016(VB-R/H/S/Hy-coat) (2MP) | [20 empty] | CEL
[5 empty] | 2016(VB-M) (1.3MP) | [20 empty] | CEL
[5 empty] | 2015(VB-R/M/Hy-coat) (1.3MP) | [20 empty] | CEL
[5 empty] | VB-H2 (2MP) | H.264, MJPEG | Yes | Yes | 2 in | Audio in | No | N | N | N | N | N | N |  |  |  |  | No | Ver 3.4.1 | V1.0.0 |  | CEL
[5 empty] | VB-M2 (1.3MP) | H.264, MJPEG | Yes | Yes | 2 in | Audio in | No | N | N | N | N | N | N |  |  |  |  | No | Ver 3.4.1 | V1.0.0 |  | CEL
[5 empty] | VB-S (2MP) | H.264, MJPEG | Yes (2 x H.264) | Yes | 1 in | Audio in | No | N | N | N | N | N | N |  |  |  |  | No | Ver 3.4.1 | V1.1.0 |  | CEL
[5 empty] | VB-S (1.3MP) | H.264, MJPEG | Yes (2 x H.264) |  | 1 in | Audio in | No | N | N | N | N | N | N |  |  |  |  | No | Ver 3.4.1 | V1.0.0 |  | CEL
SeeTec Cayuga | Software | ONVIF | Canon | Cayuga R13 do not support standard Moving Object Detection / Alarm-in. R13+patch results camera registration failure. H.264 low bit rate settings may show H.264 artefact during PTZ movement. Camera/Server clock sync required. SEETEC Cayuga support multiple streaming up to 1 x H.264 + 4 x MJPEG for server side motion detection. "Mouse drag P/T" works but "point & click to move centre" function not supported. VB-M50B/H43/M42 USB joystick operation do not support variable PT speed by joystick angle. VMS side preset tour not work after resuming the interruption. | 2017 (VB-H/M Mk II) (2MP & 1.3MP) | H.264, MJPEG (see note) | Yes (see note) | "Mouse wheel zoom" supported (see note) | 2 out | Audio in | No | N | N | N | N | N | N | N | N |  | No | No | SeeTec Cayuga R13 (6.13.1) without patch (see note) | V1.1.0 | OCE test Feb-2018 | CEL
[5 empty] | 2017 (VB-S Mk II) (2MP & 1.3MP) | H.264, MJPEG (see note) | Yes (see note) | "Mouse wheel zoom" supported (see note) | 1 out | Audio in | No | N | N | N | N | N | N | N | N |  | No | No | SeeTec Cayuga R13 (6.13.1) without patch (see note) | V1.1.0 |  | CEL
[5 empty] | 2016(VB-R/H/S/Hy-coat) (2MP) | H.264, MJPEG (see note) | Yes (see note) | "Mouse wheel zoom" supported (see note) | 2 out | Audio in | No | N | N | N | N | N | N | N | N |  | No | No | SeeTec Cayuga R13 (6.13.1) without patch (see note) | V1.1.0 (VB-S) V1.2.0 (others) |  | CEL
[5 empty] | 2016(VB-M) (1.3MP) | H.264, MJPEG (see note) | Yes (see note) | "Mouse wheel zoom" supported (see note) | 2 out | Audio in | No | N | N | N | N | N | N | N | N |  | No | No | SeeTec Cayuga R13 (6.13.1) without patch (see note) | V1.2.0 |  | CEL
[5 empty] | 2015(VB-R/M/Hy-coat) (1.3MP) | H.264, MJPEG (see note) | Yes (see note) | "Mouse wheel zoom" supported (see note) | 2 out | Audio in | No | N | N | N | N | N | N | N | N |  | No | No | SeeTec Cayuga R13 (6.13.1) without patch (see note) | V1.2.0 |  | CEL
[5 empty] | VB-H2 (2MP) | H.264, MJPEG (see note) | Yes (see note) | "Mouse wheel zoom" supported (see note) | 2 out | Audio in | No | N | N | N | N | N | N |  |  |  |  | No | SeeTec Cayuga R13 (6.13.1) without patch (see note) | V1.2.9 |  | CEL
[5 empty] | VB-M2 (1.3MP) | H.264, MJPEG (see note) | Yes (see note) | "Mouse wheel zoom" supported (see note) | 2 out | Audio in | No | N | N | N | N | N | N |  |  |  |  | No | SeeTec Cayuga R13 (6.13.1) without patch (see note) | V1.2.9 |  | CEL
[5 empty] | VB-S (2MP) | H.264, MJPEG (see note) | Yes (see note) | "Mouse wheel zoom" supported (see note) | 1 out | Audio in | No | N | N | N | N | N | N |  |  |  |  | No | SeeTec Cayuga R13 (6.13.1) without patch (see note) | V1.3.8 |  | CEL
[5 empty] | VB-S (1.3MP) | H.264, MJPEG (see note) | Yes (see note) |  | 1 out | Audio in | No | N | N | N | N | N | N |  |  |  |  | No | SeeTec Cayuga R13 (6.13.1) without patch (see note) | V1.3.8 |  | CEL
Streaming Networks | Software | Canon Webview | Canon Webview |  | 2017 (VB-H/M Mk II) (2MP & 1.3MP) | [20 empty] | CUSA
[5 empty] | 2017 (VB-S Mk II) (2MP & 1.3MP) | [20 empty] | CUSA
[5 empty] | 2016(VB-R/H/S/Hy-coat) (2MP) | [20 empty] | CUSA
[5 empty] | 2016(VB-M) (1.3MP) | H.264, MJPEG | No | Yes | No | [8 empty] | N | N | [6 empty] | CUSA | bar: No No No No to N N N N
[5 empty] | 2015(VB-R/M/Hy-coat) (1.3MP) | [20 empty] | CUSA
[5 empty] | VB-H2 (2MP) | H.264, MJPEG | No | Yes | No | [13 empty] | N/A | V1.0.0 |  | CUSA | bar: No No No No to N N N N
[5 empty] | VB-M2 (1.3MP) | H.264, MJPEG | No | Yes | No | [13 empty] | N/A | V1.0.0 |  | CUSA | bar: No No No No to N N N N
[5 empty] | VB-S (2MP) | H.264, MJPEG | No | Yes | No | [13 empty] | N/A | V1.0.0 |  | CUSA | bar: No No No No to N N N N
[5 empty] | VB-S (1.3MP) | [20 empty] | CUSA
[5 empty] | VB-H1 (2MP) | H.264, MJPEG | No | Yes | No | [13 empty] | N/A | V1.0.0 |  | CUSA | bar: No No No No to N N N N
[5 empty] | VB-M1 (1.3MP) | H.264, MJPEG | No | Yes | No | [13 empty] | N/A | V1.0.0 |  | CUSA | bar: No No No No to N N N N
SYNECTICS | Software and NVR | ONVIF | TBC | Camera/Server clock sync required. | 2017 (VB-H/M Mk II) (2MP & 1.3MP) | [20 empty] | CEL
[5 empty] | 2017 (VB-S Mk II) (2MP & 1.3MP) | [20 empty] | CEL
[5 empty] | 2016(VB-R/H/S/Hy-coat) (2MP) | [20 empty] | CEL
[5 empty] | 2016(VB-M) (1.3MP) | [20 empty] | CEL
[5 empty] | 2015(VB-R/M/Hy-coat) (1.3MP) | [20 empty] | CEL
[5 empty] | VB-H2 (2MP) | [20 empty] | CEL
[5 empty] | VB-M2 (1.3MP) | [20 empty] | CEL
[5 empty] | VB-S (2MP) | [20 empty] | CEL
[5 empty] | VB-S (1.3MP) | [20 empty] | CEL
Synology (via Canon driver) | NVR | Canon Webview | Canon | Set frame rate after changing resolution at Synology GUI. (Frame rate value linked to resolution value) | 2017 (VB-H/M Mk II) (2MP & 1.3MP) | [19 empty] | OCE test OCT-16, Synology 13-JUN-17 | CEL
[5 empty] | 2017 (VB-S Mk II) (2MP & 1.3MP) | [20 empty] | CEL
[5 empty] | 2016(VB-R/H/S/Hy-coat) (2MP) | H.264, MJPEG | Yes (2 x H.264) | Yes | 2 in | [8 empty] | N | N |  | TBC | TBC | Surveillance Station 8.1, Device Pack 5.4.0 | V1.0.0 |  | CEL | bar: No No No No to N N N N
[5 empty] | 2016(VB-M) (1.3MP) | H.264, MJPEG | Yes (2 x H.264) | "Mouse point & click to move to centre" , "Mouse wheel zoom" supported | 2 in | [8 empty] | N | N |  | TBC | TBC | Surveillance Station 7.2.4, Device Pack 6.0.2 | V1.0.2 |  | CEL | bar: No No No No to N N N N
[5 empty] | 2015(VB-R/M/Hy-coat) (1.3MP) | H.264, MJPEG | Yes (2 x H.264) | Yes | 1 in | [8 empty] | N | N |  | TBC | TBC | DSM 5.2-5565, Surveillance Station 7.0-3762, Device Pack 3.2-0628 | V1.0.0 |  | CEL | bar: No No No No to N N N N
[5 empty] | VB-H2 (2MP) | H.264, MJPEG | Yes (2 x H.264) | Yes | 1 in | [12 empty] | No | DSM 5.2-5565, Surveillance Station 7.0-3762, Device Pack 3.2-0628 | V1.0.0 |  | CEL | bar: No No No No to N N N N
[5 empty] | VB-M2 (1.3MP) | H.264, MJPEG | Yes (2 x H.264) | Yes | 1 in | [12 empty] | No | DSM 5.2-5565, Surveillance Station 7.0-3762, Device Pack 3.2-0628 | V1.0.0 |  | CEL | bar: No No No No to N N N N
[5 empty] | VB-S (2MP) | H.264, MJPEG | Yes (2 x H.264) | Yes | 1 in | [12 empty] | No | DSM 5.2-5565, Surveillance Station 7.0-3762, Device Pack 3.2-0628 | V1.0.0 |  | CEL | bar: No No No No to N N N N
[5 empty] | VB-S (1.3MP) | H.264, MJPEG | Yes (2 x H.264) |  | 1 in | [12 empty] | No | DSM 5.2-5565, Surveillance Station 7.0-3762, Device Pack 3.2-0628 | V1.0.0 |  | CEL | bar: No No No No to N N N N
Synology (via ONVIF driver) | NVR | ONVIF | ONVIF | Camera/Server clock sync required. Multi streaming possible as 2 x MJPEG. (2 x H.264 only supported on VB-S/VB-H2/VB-M2 models) Set frame rate after changing resolution at Synology GUI. (Frame rate value linked to resolution value) PTZ delay may happen due to the ONVIF API loading at server. Preset name changed to SYNO1, SYNO2 and cannot be edited. Manual focus does not work properly. (some time does not stop) Joystick tilt does not work properly. From live view GUI, alarm out-1 triggers both alarm out-1&2. | 2017 (VB-H/M Mk II) (2MP & 1.3MP) | H.264, MJPEG | Yes (see note) | "Mouse wheel zoom" supported (see note) | 2 in / 2 out | Audio in/out | No | Y | N | N | Y | N | N | N | N |  | TBC | TBC | Surveillance Station v8.2.6, DSM v6.2.2, DP v5.7.6-2854 | V1.1.2 | OCE test APR-18 | CEL
[5 empty] | 2017 (VB-S Mk II) (2MP & 1.3MP) | H.264, MJPEG | Yes (see note) | "Mouse wheel zoom" supported (see note) | 1 in / 1 out | Audio in | No | Y | N | N | Y | N | N | N | N |  | TBC | TBC | Surveillance Station v8.2.6, DSM v6.2.2, DP v5.7.6-2854 | V1.1.2 |  | CEL
[5 empty] | 2016(VB-R/H/S/Hy-coat) (2MP) | H.264, MJPEG | Yes (see note) | "Mouse wheel zoom" supported (see note) | 2 in / 2 out | Audio in/out | No | Y | N | N | Y | N | N | N | N |  | TBC | TBC | Surveillance Station v8.2.6, DSM v6.2.2, DP v5.7.6-2854 | V1.1.2 (VB-S) V1.2.3 (others) |  | CEL
[5 empty] | 2016(VB-M) (1.3MP) | H.264, MJPEG | Yes (see note) | "Mouse wheel zoom" supported (see note) | 2 in / 2 out | Audio in/out | No | Y | N | N | Y | N | N | N | N |  | TBC | TBC | Surveillance Station v8.2.6, DSM v6.2.2, DP v5.7.6-2854 | V1.2.3 |  | CEL
[5 empty] | 2015(VB-R/M/Hy-coat) (1.3MP) | H.264, MJPEG | Yes (see note) | "Mouse wheel zoom" supported (see note) | 2 in / 2 out | Audio in/out | No | Y | N | N | Y | N | N | N | N |  | TBC | TBC | Surveillance Station v8.2.6, DSM v6.2.2, DP v5.7.6-2854 | V1.2.3 |  | CEL
[5 empty] | VB-H2 (2MP) | H.264, MJPEG | Yes (2 x H.264) (see note) | "Mouse wheel zoom" supported (see note) | 2 in / 2 out | Audio in/out | No | Y | N | N | Y | N | N |  |  |  |  | No | Surveillance Station v8.2.6, DSM v6.2.2, DP v5.7.6-2854 | V1.2.9 |  | CEL
[5 empty] | VB-M2 (1.3MP) | H.264, MJPEG | Yes (2 x H.264) (see note) | "Mouse wheel zoom" supported (see note) | 2 in / 2 out | Audio in/out | No | Y | N | N | Y | N | N |  |  |  |  | No | Surveillance Station v8.2.6, DSM v6.2.2, DP v5.7.6-2854 | V1.2.9 |  | CEL
[5 empty] | VB-S (2MP) | H.264, MJPEG | Yes (2 x H.264) (see note) | "Mouse wheel zoom" supported (see note) | 1 in / 1 out | Audio in | No | Y | N | N | Y | N | N |  |  |  |  | No | Surveillance Station v8.2.6, DSM v6.2.2, DP v5.7.6-2854 | V1.3.8 |  | CEL
[5 empty] | VB-S (1.3MP) | H.264, MJPEG | Yes (2 x H.264) (see note) |  | 1 in / 1 out | Audio in | No | Y | N | N | Y | N | N |  |  |  |  | No | Surveillance Station v8.2.6, DSM v6.2.2, DP v5.7.6-2854 | V1.3.8 |  | CEL
Tecton (via ONVIF driver) | NVR | ONVIF | ONVIF | TECTON takes only H.264 stream. | 2017 (VB-H/M Mk II) (2MP & 1.3MP) | [19 empty] | TECTON 25-FEB-15 | CEL
[5 empty] | 2017 (VB-S Mk II) (2MP & 1.3MP) | [20 empty] | CEL
[5 empty] | 2016(VB-R/H/S/Hy-coat) (2MP) | [20 empty] | CEL
[5 empty] | 2016(VB-M) (1.3MP) | [20 empty] | CEL
[5 empty] | 2015(VB-R/M/Hy-coat) (1.3MP) | [20 empty] | CEL
[5 empty] | VB-H2 (2MP) | H.264 (see note) | No | Yes | No | Audio in | TBC | TBC | TBC | TBC | TBC | TBC | TBC |  |  |  |  | No | Ver 1.4.1 | V1.0.0 |  | CEL
[5 empty] | VB-M2 (1.3MP) | H.264 (see note) | No | TBC | No | Audio in | TBC | TBC | TBC | TBC | TBC | TBC | TBC |  |  |  |  | No | Ver 1.4.1 | V1.0.0 |  | CEL
[5 empty] | VB-S (2MP) | H.264 (see note) | No | Yes | No | Audio in | TBC | TBC | TBC | TBC | TBC | TBC | TBC |  |  |  |  | No | Ver 1.4.1 | V1.0.0 |  | CEL
[5 empty] | VB-S (1.3MP) | H.264 (see note) | No |  | No | TBC | No | TBC | TBC | TBC | TBC | TBC | TBC |  |  |  |  | No | Ver 1.4.1 | V1.0.0 |  | CEL
Tecton (via Canon driver) | NVR | Canon Webview | Canon | TECTON takes only H.264 stream. | 2017 (VB-H/M Mk II) (2MP & 1.3MP) | [19 empty] | TECTON 25-FEB-15 | CEL
[5 empty] | 2017 (VB-S Mk II) (2MP & 1.3MP) | [20 empty] | CEL
[5 empty] | 2016(VB-R/H/S/Hy-coat) (2MP) | [20 empty] | CEL
[5 empty] | 2016(VB-M) (1.3MP) | [20 empty] | CEL
[5 empty] | 2015(VB-R/M/Hy-coat) (1.3MP) | [20 empty] | CEL
[5 empty] | VB-H2 (2MP) | H.264 (see note) | No | Yes | No | Audio in | TBC | TBC | TBC | TBC | TBC | TBC | TBC |  |  |  |  | No | Ver 1.4.1 | V1.0.0 |  | CEL
[5 empty] | VB-M2 (1.3MP) | H.264 (see note) | No | TBC | No | Audio in | TBC | TBC | TBC | TBC | TBC | TBC | TBC |  |  |  |  | No | Ver 1.4.1 | V1.0.0 |  | CEL
[5 empty] | VB-S (2MP) | H.264 (see note) | No | No | No | Audio in | TBC | N | N | N | N | N | N |  |  |  |  | No | Ver 1.4.1 | V1.0.0 |  | CEL
[5 empty] | VB-S (1.3MP) | H.264 (see note) | No |  | No | TBC | No | N | N | N | N | N | N |  |  |  |  | No | Ver 1.4.1 | V1.0.0 |  | CEL
VDG Security VDG Sense | Software | ONVIF | ONVIF | Clock sync not required. H.264 use primary ONVIF profile. MJPEG use RTP server "RTP stream1" setting. Stream configuration (Resolution,Quality,Frame rate) at camera menu. MJPEG resolution size change requires camera disable&enable at Setup/Profile TAB and re-activate at General TAB. AXIS T8312 joystick zoom speed by rotation is not variable. If using camera side preset configuration, use number as position name in order to be recognised by VMS. VMS tour can be used when there are no camera side tour configured. VB-S30VE/S800VE/S910F Audio-in function requires to create new ONVIF profile with Audio Configuration by ONVIF Device Manager. 2017 model Audio-in function requires to enable Audio Input before registering VMS. VB-H43 has PTZ overshoot after long PTZ movement. | 2017 (VB-H/M Mk II) (2MP & 1.3MP) | H.264, MJPEG | No | Mouse drag P/T, Mouse wheel zoom supported | 2 in | Audio in (see note) | TBC | N | N | N | N | N | N | N | N |  | No | No | v.2.6.1 | V1.1.2 | OCE OCT-2017 | CEL
[5 empty] | 2017 (VB-S Mk II) (2MP & 1.3MP) | H.264, MJPEG | No | Mouse drag P/T, Mouse wheel zoom supported | 1 in | Audio in (see note) | TBC | N | N | N | N | N | N | N | N |  | No | No | v.2.6.1 | V1.1.2 |  | CEL
[5 empty] | 2016(VB-R/H/S/Hy-coat) (2MP) | H.264, MJPEG | No | Mouse drag P/T, Mouse wheel zoom supported | 2 in | Audio in (see note) | TBC | N | N | N | N | N | N | N | N |  | No | No | v.2.6.1 | V1.1.2 (VB-S) V1.2.3 (others) |  | CEL
[5 empty] | 2016(VB-M) (1.3MP) | H.264, MJPEG | No | Mouse drag P/T, Mouse wheel zoom supported | 2 in | Audio in | TBC | N | N | N | N | N | N | N | N |  | No | No | v.2.6.1 | V1.2.3 |  | CEL
[5 empty] | 2015(VB-R/M/Hy-coat) (1.3MP) | H.264, MJPEG | No | Mouse drag P/T, Mouse wheel zoom supported | 2 in | Audio in | TBC | N | N | N | N | N | N | N | N |  | No | No | v.2.6.1 | V1.2.3 |  | CEL
[5 empty] | VB-H2 (2MP) | H.264, MJPEG | No | Mouse drag P/T, Mouse wheel zoom supported (see note) | 2 in | Audio in | TBC | N | N | N | N | N | N |  |  |  |  | No | v.2.6.1 | V1.2.9 |  | CEL
[5 empty] | VB-M2 (1.3MP) | H.264, MJPEG | No | Mouse drag P/T, Mouse wheel zoom supported (see note) | 2 in | Audio in | TBC | N | N | N | N | N | N |  |  |  |  | No | v.2.6.1 | V1.2.9 |  | CEL
[5 empty] | VB-S (2MP) | H.264, MJPEG | No | Mouse drag P/T, Mouse wheel zoom supported | 1 in | Audio in | TBC | N | N | N | N | N | N |  |  |  |  | No | v.2.6.1 | V1.3.8 |  | CEL
[5 empty] | VB-S (1.3MP) | H.264, MJPEG | No |  | 1 in | Audio in | TBC | N | N | N | N | N | N |  |  |  |  | No | v.2.6.1 | V1.3.8 |  | CEL
Verint | Software | ONVIF | TBC |  | 2017 (VB-H/M Mk II) (2MP & 1.3MP) | [19 empty] | CUSA 17-JUL-2015 | CEL
[5 empty] | 2017 (VB-S Mk II) (2MP & 1.3MP) | [20 empty] | CEL
[5 empty] | 2016(VB-R/H/S/Hy-coat) (2MP) | [20 empty] | CEL
[5 empty] | 2016(VB-M) (1.3MP) | [20 empty] | CEL
[5 empty] | 2015(VB-R/M/Hy-coat) (1.3MP) | [20 empty] | CEL
[5 empty] | VB-H2 (2MP) | [20 empty] | CEL
[5 empty] | VB-M2 (1.3MP) | [20 empty] | CEL
[5 empty] | VB-S (2MP) | H.264, MJPEG | No | PTZ Panel Control and Mouse Scroll Zoom | No | No | Yes | N | N | N | N | N | N |  |  |  |  | No | Nextiva v6.4.2022.0 SP2 | V1.2.0 |  | CEL
[5 empty] | VB-S (1.3MP) | [20 empty] | CEL
Video Insight |  | Canon Webview | Canon Webview | -Camera stream settings must be modified through Canon settings page. -Analytics must be configured through Canon Admin Tools. -Multi-Streaming uses the "Shared IP Address" option in VI Monitor Station. -Multi-streaming only supports one H.264 and one MJPEG stream. Two H.264 streams are NOT supported. - IP Video Enterprise service must be manually restarted for some setting changes to take effect | 2017 (VB-H/M Mk II) (2MP & 1.3MP) | [20 empty] | CUSA
[5 empty] | 2017 (VB-S Mk II) (2MP & 1.3MP) | [20 empty] | CUSA
[5 empty] | 2016(VB-R/H/S/Hy-coat) (2MP) | [20 empty] | CUSA
[5 empty] | 2016(VB-M) (1.3MP) | [20 empty] | CUSA
[5 empty] | 2015(VB-R/M/Hy-coat) (1.3MP) | [20 empty] | CUSA
[5 empty] | VB-H2 (2MP) | [20 empty] | CUSA
[5 empty] | VB-M2 (1.3MP) | [20 empty] | CUSA
[5 empty] | VB-S (2MP) | H.264, MJPEG | Yes Patial (see note) | PTZ Panel Control and Mouse Click-and-Hold PTZ | 1 in / 1 out | Yes | No | Y | Y | Y | Y | Y | [6 empty] | Video Insight Monitor Station v5.5.26.4 | V1.1.0 |  | CUSA
[5 empty] | VB-S (1.3MP) | [20 empty] | CUSA
[5 empty] | VB-H1 (2MP) | H.264, MJPEG | Yes Patial (see note) | PTZ Panel Control and Mouse Click-and-Hold PTZ | 2 in / 2 out | Yes | No | Y | Y | Y | Y | Y | [6 empty] | Video Insight Monitor Station v5.5.26.4 | V1.1.1 (H41), V1.2.0 (H610, H710) |  | CUSA
[5 empty] | VB-M1 (1.3MP) | H.264, MJPEG | Yes Patial (see note) | PTZ Panel Control and Mouse Click-and-Hold PTZ | 2 in / 2 out | Yes | No | Y | Y | Y | Y | [7 empty] | Video Insight Monitor Station v5.5.26.4 | V1.1.0 |  | CUSA
VMS Ltd Titan Vision | Software | ONVIF | ONVIF | Titan integration support H.264 only. Other Analytics trigger integration to follow. | 2017 (VB-H/M Mk II) (2MP & 1.3MP) | [19 empty] | VMS 28-APR-15 | CEL
[5 empty] | 2017 (VB-S Mk II) (2MP & 1.3MP) | [20 empty] | CEL
[5 empty] | 2016(VB-R/H/S/Hy-coat) (2MP) | [20 empty] | CEL
[5 empty] | 2016(VB-M) (1.3MP) | [20 empty] | CEL
[5 empty] | 2015(VB-R/M/Hy-coat) (1.3MP) | [20 empty] | CEL
[5 empty] | VB-H2 (2MP) | H.264 (see note) | Yes (2xH.264) (see note) | Yes | 1 in / 1 out | Audio in | TBC | Y | N | N | N | N | N |  |  |  |  | No | Titan Vision Ver 6.11.xx | V1.0.0 |  | CEL
[5 empty] | VB-M2 (1.3MP) | H.264 (see note) | Yes (2xH.264) (see note) | Yes | 1 in / 1 out | Audio in | TBC | Y | N | N | N | N | N |  |  |  |  | No | Titan Vision Ver 6.11.xx | V1.0.0 |  | CEL
[5 empty] | VB-S (2MP) | H.264 (see note) | Yes (2xH.264) (see note) | Yes | 1 in / 1 out | Audio in | TBC | Y | N | N | N | N | N |  |  |  |  | No | Titan Vision Ver 6.11.xx | V1.1.0 |  | CEL
[5 empty] | VB-S (1.3MP) | H.264 (see note) | Yes (2xH.264) (see note) |  | 1 in / 1 out | Audio in | TBC | Y | N | N | N | N | N |  |  |  |  | No | Titan Vision Ver 6.11.xx | V1.0.0 |  | CEL
Wavestore | Software and pre-installed server | ONVIF with WebView (analytics etc) | ONVIF or RTSP streaming (see note) | Intelligent function and Alarm in/out supported by WebView protocol. If RTSP streaming used, H.264/MJPEG stream configuration to be set at camera browser menu. VB-S alarm out operation requires to press icon twice. | 2017 (VB-H/M Mk II) (2MP & 1.3MP) | H.264, MJPEG | Yes (2 x H.264) | Yes | 2 in / 2 out | Audio in / out | No | Y | Y | Y | Y | Y | Y | Y | Y | See Note | TBC | No | Ver 6.8 | V1.0.0 |  | CEL
[5 empty] | 2017 (VB-S Mk II) (2MP & 1.3MP) | H.264, MJPEG | Yes (2 x H.264) | Yes | 1 in / 1 out | Audio in | No | Y | Y | Y | Y | Y | Y | Y | Y | See Note | TBC | No | Ver 6.8 | V1.0.0 |  | CEL
[5 empty] | 2016(VB-R/H/S/Hy-coat) (2MP) | H.264, MJPEG | Yes (2 x H.264) | Yes | 2 in / 2 out | Audio in / out | No | Y | Y | Y | Y | Y | Y | Y | Y | See Note | TBC | No | Ver 6.8 | V1.1.2 |  | CEL
[5 empty] | 2016(VB-M) (1.3MP) | H.264, MJPEG | Yes (2 x H.264) | Yes | 2 in / 2 out | Audio in / out | No | Y | Y | Y | Y | Y | Y | Y | Y | See Note | TBC | No | Ver 6.8 | V1.1.5 |  | CEL
[5 empty] | 2015(VB-R/M/Hy-coat) (1.3MP) | H.264, MJPEG | Yes (2 x H.264) | Yes | TBC | TBC | No | Y | Y | Y | Y | Y | Y | TBC | TBC | See Note | TBC | No | Ver 5.50 | V1.0.0 |  | CEL
[5 empty] | VB-H2 (2MP) | H.264, MJPEG | Yes (2 x H.264) | Yes | 2 in / 2 out | Audio in / out | No | Y | Y | Y | Y | Y | Y |  |  | See Note |  | No | Ver 6.8 | V1.2.5 |  | CEL
[5 empty] | VB-M2 (1.3MP) | H.264, MJPEG | Yes (2 x H.264) | Yes | 2 in / 2 out | Audio in / out | No | Y | Y | Y | Y | Y | Y |  |  | See Note |  | No | Ver 6.8 | V1.2.5 |  | CEL
[5 empty] | VB-S (2MP) | H.264, MJPEG | Yes (2 x H.264) | Yes | 1 in / 1 out | Audio in | No | Y | Y | Y | Y | Y | Y |  |  | See Note |  | No | Ver 5.48 | V1.1.0 |  | CEL
[5 empty] | VB-S (1.3MP) | H.264, MJPEG | Yes (2 x H.264) |  | 1 in / 1 out | Audio in | No | Y | Y | Y | Y | Y | Y |  |  | See Note |  | No | Ver 5.48 | V1.0.0 |  | CEL
3VR |  | ONVIF | ONVIF | In Progress for VB-H2&M2 | 2017 (VB-H/M Mk II) (2MP & 1.3MP) | [19 empty] | Wavestore 20-MAR-18 | CUSA
[5 empty] | 2017 (VB-S Mk II) (2MP & 1.3MP) | [20 empty] | CUSA
[5 empty] | 2016(VB-R/H/S/Hy-coat) (2MP) | [20 empty] | CUSA
[5 empty] | 2016(VB-M) (1.3MP) | [20 empty] | CUSA
[5 empty] | 2015(VB-R/M/Hy-coat) (1.3MP) | [20 empty] | CUSA
[5 empty] | VB-H2 (2MP) | [20 empty] | CUSA
[5 empty] | VB-M2 (1.3MP) | [20 empty] | CUSA
[5 empty] | VB-S (2MP) | [20 empty] | CUSA
[5 empty] | VB-S (1.3MP) | [20 empty] | CUSA
[5 empty] | VB-H1 (2MP) | [20 empty] | CUSA
[5 empty] | VB-M1 (1.3MP) | [20 empty] | CUSA | bar: N N N N
IMPORTANT NOTICE : The Information provided in this sheet is for general guidance only, providing an indication of right camera with VMS and it does not warrant its actual function/performance. Although Canon has taken every effort to ensure the information is as accurate as possible at the time of publication, Canon assumes no liability whatsoever and the user is strongly recommended to test the camera & VMS for intended application before implementation.